## RTCI-AssetType
AssetType | RailMode | AssetDesc | Category | SubCategory | Element | SubElement | UnitType | UnitCost | YearUnitCost | DataSource | StdReplacementLife | MinReplaceLife | FieldSource | MTCRecode | ActiveFlag | Comments | UnitTypeSimplified | AutoReviewFlag | CompoundAssetParentClass | ReqSQFT | ReqFuelType | ReqParentUID | ReqAddress | ReqManufacturer | DateAdded | FTARecodeCategory | NTDCategory
10000 | All | Guideway & Trackwork Related | Guideway Elements | Guideway | - | - | Linear Feet | 4543.2636 | 2008 | LRT Study | 10 | 100 | TERM Lite v2.2 | 10000 | 1 | This asset the most generic code available for guideway and trackwork related assets. You may use this code as a placeholder pending further specification. | Linear Feet | 1 | 0 | 0 | 0 | 0 | 0 | 0 | 2015-05-01 | NULL | NULL
10001 | CR | Guideway & Trackwork - Commuter Rail | Guideway Elements | Guideway | - | Commuter Rail | Linear Feet | 4543.2636 | 2008 | LRT Study | 80 | 100 | TERM Lite v2.2 | 10001 | 1 | This asset the most generic code available for guideway and trackwork related assets. You may use this code as a placeholder pending further specification. ModeCode must equal CR. | Linear Feet | 1 | 0 | 0 | 0 | 0 | 0 | 0 | 2015-05-01 | NULL | NULL
10002 | HR | Guideway & Trackwork - Heavy Rail | Guideway Elements | Guideway | - | Heavy Rail | Linear Feet | 8167 | 2003 | HRT Study | 80 | 100 | TERM Lite v2.2 | 10002 | 1 | This asset the most generic code available for guideway and trackwork related assets. You may use this code as a placeholder pending further specification. ModeCode must equal HR. | Linear Feet | 1 | 0 | 0 | 0 | 0 | 0 | 0 | 2015-05-01 | NULL | NULL
10003 | LR | Guideway & Trackwork - Light Rail | Guideway Elements | Guideway | - | Light Rail | Linear Feet | 4543.2636 | 2008 | LRT Study | 80 | 100 | TERM Lite v2.2 | 10003 | 1 | This asset the most generic code available for guideway and trackwork related assets. You may use this code as a placeholder pending further specification. ModeCode must equal LR. | Linear Feet | 1 | 0 | 0 | 0 | 0 | 0 | 0 | 2015-05-01 | NULL | NULL
10110 | All | At Grade Ballast Guideway | Guideway Elements | Guideway | At Grade Ballast | Guideway | Linear Feet | 2139 | 2003 | HRT Study | 80 | 100 | TERM Lite v2.2 | 10110 | 1 | NULL | Linear Feet | 0 | 0 | 0 | 0 | 0 | 0 | 0 | 2015-05-01 | NULL | 1. At-Grade/Ballast (including expressway)
10111 | CR | At Grade Ballast Guideway - Commuter Rail | Guideway Elements | Guideway | At Grade Ballast | Commuter Rail | Linear Feet | 2139 | 2003 | HRT Study | 10 | 100 | TERM Lite v2.2 | 10111 | 1 | ModeCode must equal CR | Linear Feet | 0 | 0 | 0 | 0 | 0 | 0 | 0 | 2015-05-01 | NULL | 1. At-Grade/Ballast (including expressway)
10112 | HR | At Grade Ballast Guideway - Heavy Rail | Guideway Elements | Guideway | At Grade Ballast | Heavy Rail | Linear Feet | 2139 | 2003 | HRT Study | 80 | 100 | TERM Lite v2.2 | 10112 | 1 | ModeCode must equal HR | Linear Feet | 0 | 0 | 0 | 0 | 0 | 0 | 0 | 2015-05-01 | NULL | 1. At-Grade/Ballast (including expressway)
10113 | LR | At Grade Ballast Guideway - Light Rail | Guideway Elements | Guideway | At Grade Ballast | Light Rail | Linear Feet | 1349 | 2003 | LRT Study | 80 | 100 | TERM Lite v2.2 | 10113 | 1 | ModeCode must equal LR | Linear Feet | 0 | 0 | 0 | 0 | 0 | 0 | 0 | 2015-05-01 | NULL | 1. At-Grade/Ballast (including expressway)
10120 | All | At Grade Expressway Guideway | Guideway Elements | Guideway | At Grade Ballast | Expressway | Linear Feet | 2139 | 2003 | HRT Study | 80 | 100 | TERM Lite v2.2 | 10120 | 1 | NULL | Linear Feet | 0 | 0 | 0 | 0 | 0 | 0 | 0 | 2015-05-01 | NULL | 1. At-Grade/Ballast (including expressway)
10121 | CR | At Grade Expressway Guideway - Expressway Commuter Rail | Guideway Elements | Guideway | At Grade Ballast | Expressway Commuter Rail | Linear Feet | 2139 | 2003 | HRT Study | 80 | 100 | TERM Lite v2.2 | 10121 | 1 | ModeCode must equal CR | Linear Feet | 0 | 0 | 0 | 0 | 0 | 0 | 0 | 2015-05-01 | NULL | 1. At-Grade/Ballast (including expressway)
10122 | HR | At Grade Expressway Guideway - Expressway Heavy Rail | Guideway Elements | Guideway | At Grade Ballast | Expressway Heavy Rail | Linear Feet | 2139 | 2003 | HRT Study | 80 | 100 | TERM Lite v2.2 | 10122 | 1 | ModeCode must equal HR | Linear Feet | 0 | 0 | 0 | 0 | 0 | 0 | 0 | 2015-05-01 | NULL | 1. At-Grade/Ballast (including expressway)
10123 | LR | At Grade Expressway Guideway - Expressway Light Rail | Guideway Elements | Guideway | At Grade Ballast | Expressway Light Rail | Linear Feet | 2139 | 2003 | HRT Study | 80 | 100 | TERM Lite v2.2 | 10123 | 1 | ModeCode must equal LR | Linear Feet | 0 | 0 | 0 | 0 | 0 | 0 | 0 | 2015-05-01 | NULL | 1. At-Grade/Ballast (including expressway)
10200 | All | At Grade In Street Guideway | Guideway Elements | Guideway | At Grade-In-Street | - | Linear Feet | 2108 | 2003 | LRT Study | 20 | 15 | TERM Lite v2.2 | 10200 | 1 | NULL | Linear Feet | 0 | 0 | 0 | 0 | 0 | 0 | 0 | 2015-05-01 | NULL | 1. At-Grade/Ballast (including expressway)
10205 | All | At Grade In Street Guideway - Ductbank | Guideway Elements | Guideway | At Grade-In-Street | Ductbank | Lump Sum | 10000000 | 2010 | Est | 80 | 70 | TERM Lite v2.2 | 10205 | 1 | NULL | Each | 0 | 0 | 0 | 0 | 0 | 0 | 0 | 2015-05-01 | NULL | 1. At-Grade/Ballast (including expressway)
10206 | All | At Grade In Street Guideway - Manhole | Guideway Elements | Guideway | At Grade-In-Street | Manhole | Lump Sum | 10000000 | 2010 | Est | 70 | 60 | TERM Lite v2.2 | 10206 | 1 | NULL | Each | 0 | 0 | 0 | 0 | 0 | 0 | 0 | 2015-05-01 | NULL | 1. At-Grade/Ballast (including expressway)
10210 | All | Railway Grade Crossing | Guideway Elements | Guideway | At Grade-In-Street | Grade Crossing | Linear Feet | 2108 | 2003 | LRT Study | 20 | 15 | TERM Lite v2.2 | 10210 | 1 | NULL | Linear Feet | 0 | 0 | 0 | 0 | 0 | 0 | 0 | 2015-05-01 | NULL | 23. Grade Crossings
10211 | CR | Railway Grade Crossing - Commuter Rail | Guideway Elements | Guideway | At Grade-In-Street | Grade Crossing Commuter Rail | Linear Feet | 2108 | 2003 | LRT Study | 20 | 15 | TERM Lite v2.2 | 10210 | 0 | Please use the Mode Code to specify the mode type that this asset refers to, not the asset type. | Linear Feet | 0 | 0 | 0 | 0 | 0 | 0 | 0 | 2015-05-01 | NULL | 23. Grade Crossings
10212 | HR | Railway Grade Crossing - Heavy Rail | Guideway Elements | Guideway | At Grade-In-Street | Grade Crossing Heavy Rail | Linear Feet | 2108 | 2003 | LRT Study | 20 | 15 | TERM Lite v2.2 | 10210 | 0 | Please use the Mode Code to specify the mode type that this asset refers to, not the asset type. | Linear Feet | 0 | 0 | 0 | 0 | 0 | 0 | 0 | 2015-05-01 | NULL | 23. Grade Crossings
10213 | LR | Railway Grade Crossing - Light Rail | Guideway Elements | Guideway | At Grade-In-Street | Grade Crossing Light Rail | Linear Feet | 2108 | 2003 | LRT Study | 20 | 15 | TERM Lite v2.2 | 10210 | 0 | Please use the Mode Code to specify the mode type that this asset refers to, not the asset type. | Linear Feet | 0 | 0 | 0 | 0 | 0 | 0 | 0 | 2015-05-01 | NULL | 23. Grade Crossings
10215 | All | Grade Crossing - Panelled | Guideway Elements | Guideway | At Grade-In-Street | Grade Crossing - Panelled | Linear Feet | 2108 | 2003 | LRT Study | 20 | 15 | TERM Lite v2.2 | 10215 | 1 | NULL | Linear Feet | 0 | 0 | 0 | 0 | 0 | 0 | 0 | 2015-05-01 | NULL | 23. Grade Crossings
10216 | All | Grade Crossing - Embedded | Guideway Elements | Guideway | At Grade-In-Street | Grade Crossing - Embedded | Linear Feet | 2108 | 2003 | LRT Study | 20 | 15 | TERM Lite v2.2 | 10216 | 1 | NULL | Linear Feet | 0 | 0 | 0 | 0 | 0 | 0 | 0 | 2015-05-01 | NULL | 23. Grade Crossings
10310 | All | Elevated Structure Guideway | Guideway Elements | Guideway | Elevated Structure | - | Linear Feet | 9604.6982 | 2008 | HRT Study | 80 | 50 | TERM Lite v2.2 | 10310 | 1 | NULL | Linear Feet | 0 | 0 | 0 | 0 | 0 | 0 | 0 | 2015-05-01 | NULL | 4. Elevated/Concrete
10311 | CR | Elevated Structure Guideway - Commuter Rail | Guideway Elements | Guideway | Elevated Structure | Commuter Rail | Linear Feet | 9604.6982 | 2008 | HRT Study | 80 | 50 | TERM Lite v2.2 | 10310 | 0 | Please use the Mode Code to specify the mode type that this asset refers to, not the asset type. | Linear Feet | 0 | 0 | 0 | 0 | 0 | 0 | 0 | 2015-05-01 | NULL | 4. Elevated/Concrete
10312 | HR | Elevated Structure Guideway - Heavy Rail | Guideway Elements | Guideway | Elevated Structure | Heavy Rail | Linear Feet | 9604.6982 | 2008 | HRT Study | 80 | 50 | TERM Lite v2.2 | 10310 | 0 | Please use the Mode Code to specify the mode type that this asset refers to, not the asset type. | Linear Feet | 0 | 0 | 0 | 0 | 0 | 0 | 0 | 2015-05-01 | NULL | 4. Elevated/Concrete
10313 | LR | Elevated Structure Guideway - Light Rail | Guideway Elements | Guideway | Elevated Structure | Light Rail | Linear Feet | 9604.6982 | 2008 | LRT Study | 80 | 50 | TERM Lite v2.2 | 10310 | 0 | Please use the Mode Code to specify the mode type that this asset refers to, not the asset type. | Linear Feet | 0 | 0 | 0 | 0 | 0 | 0 | 0 | 2015-05-01 | NULL | 4. Elevated/Concrete
10320 | All | Steel Viaducts | Guideway Elements | Guideway | Elevated Structure | Steel Viaducts | Linear Feet | 9604.6982 | 2008 | HRT Study | 80 | 50 | TERM Lite v2.2 | 10320 | 1 | NULL | Linear Feet | 0 | 0 | 0 | 0 | 0 | 0 | 0 | 2015-05-01 | NULL | 5. Elevated/Steel Viaduct or Bridge
10321 | CR | Steel Viaducts Commuter Rail | Guideway Elements | Guideway | Elevated Structure | Steel Viaducts Commuter Rail | Linear Feet | 9604.6982 | 2008 | HRT Study | 80 | 50 | TERM Lite v2.2 | 10320 | 1 | Please use the Mode Code to specify the mode type that this asset refers to, not the asset type. | Linear Feet | 0 | 0 | 0 | 0 | 0 | 0 | 0 | 2015-05-01 | NULL | 5. Elevated/Steel Viaduct or Bridge
10322 | HR | Steel Viaducts Heavy Rail | Guideway Elements | Guideway | Elevated Structure | Steel Viaducts Heavy Rail | Linear Feet | 9604.6982 | 2008 | HRT Study | 80 | 50 | TERM Lite v2.2 | 10320 | 0 | Please use the Mode Code to specify the mode type that this asset refers to, not the asset type. | Linear Feet | 0 | 0 | 0 | 0 | 0 | 0 | 0 | 2015-05-01 | NULL | 5. Elevated/Steel Viaduct or Bridge
10323 | LR | Steel Viaducts Light Rail | Guideway Elements | Guideway | Elevated Structure | Steel Viaducts Light Rail | Linear Feet | 9604.6982 | 2008 | LRT Study | 80 | 50 | TERM Lite v2.2 | 10320 | 0 | Please use the Mode Code to specify the mode type that this asset refers to, not the asset type. | Linear Feet | 0 | 0 | 0 | 0 | 0 | 0 | 0 | 2015-05-01 | NULL | 5. Elevated/Steel Viaduct or Bridge
10330 | All | Bridge | Guideway Elements | Guideway | Elevated Structure | Bridge | Linear Feet | 23553.6082 | 2008 | HRT Study | 80 | 50 | TERM Lite v2.2 | 10330 | 1 | NULL | Linear Feet | 0 | 0 | 0 | 0 | 0 | 0 | 0 | 2015-05-01 | NULL | 5. Elevated/Steel Viaduct or Bridge
10331 | CR | Bridge - Commuter Rail | Guideway Elements | Guideway | Elevated Structure | Bridge Commuter Rail | Linear Feet | 23553.6082 | 2008 | HRT Study | 80 | 50 | TERM Lite v2.2 | 10331 | 1 | ModeCode must equal CR | Linear Feet | 0 | 0 | 0 | 0 | 0 | 0 | 0 | 2015-05-01 | NULL | 5. Elevated/Steel Viaduct or Bridge
10332 | HR | Bridge - Heavy Rail | Guideway Elements | Guideway | Elevated Structure | Bridge Heavy Rail | Linear Feet | 23553.6082 | 2008 | HRT Study | 80 | 50 | TERM Lite v2.2 | 10332 | 1 | ModeCode must equal HR | Linear Feet | 0 | 0 | 0 | 0 | 0 | 0 | 0 | 2015-05-01 | NULL | 5. Elevated/Steel Viaduct or Bridge
10333 | LR | Bridge - Light Rail | Guideway Elements | Guideway | Elevated Structure | Bridge Light Rail | Linear Feet | 23553.6082 | 2008 | HRT Study | 80 | 50 | TERM Lite v2.2 | 10333 | 1 | ModeCode must equal LR | Linear Feet | 0 | 0 | 0 | 0 | 0 | 0 | 0 | 2015-05-01 | NULL | 5. Elevated/Steel Viaduct or Bridge
10340 | All | Foot Walk - Elevated | Guideway Elements | Guideway | Elevated Structure | Foot Walk | Linear Feet | 97 | 1997 | Old Data | 80 | 50 | TERM Lite v2.2 | 10340 | 1 | NULL | Linear Feet | 0 | 0 | 0 | 0 | 0 | 0 | 0 | 2015-05-01 | NULL | 5. Elevated/Steel Viaduct or Bridge
10400 | All | Elevated Fill Guideway | Guideway Elements | Guideway | Elevated Fill | - | Linear Feet | 1922 | 2003 | HRT Study | 80 | 50 | TERM Lite v2.2 | 10400 | 1 | NULL | Linear Feet | 0 | 0 | 0 | 0 | 0 | 0 | 0 | 2015-05-01 | NULL | 3. Elevated/Retained Fill
10401 | CR | Elevated Fill Guideway - Commuter Rail | Guideway Elements | Guideway | Elevated Fill | Commuter Rail | Linear Feet | 1922 | 2003 | HRT Study | 80 | 50 | TERM Lite v2.2 | 10401 | 1 | ModeCode must equal CR | Linear Feet | 0 | 0 | 0 | 0 | 0 | 0 | 0 | 2015-05-01 | NULL | 3. Elevated/Retained Fill
10402 | HR | Elevated Fill Guideway - Heavy Rail | Guideway Elements | Guideway | Elevated Fill | Heavy Rail | Linear Feet | 1922 | 2003 | HRT Study | 80 | 50 | TERM Lite v2.2 | 10402 | 1 | ModeCode must equal HR | Linear Feet | 0 | 0 | 0 | 0 | 0 | 0 | 0 | 2015-05-01 | NULL | 3. Elevated/Retained Fill
10403 | LR | Elevated Fill Guideway - Light Rail | Guideway Elements | Guideway | Elevated Fill | Light Rail | Linear Feet | 1589 | 2003 | LRT Study | 80 | 50 | TERM Lite v2.2 | 10403 | 1 | ModeCode must equal LR | Linear Feet | 0 | 0 | 0 | 0 | 0 | 0 | 0 | 2015-05-01 | NULL | 3. Elevated/Retained Fill
10500 | All | Underground Guideway | Guideway Elements | Guideway | Underground | - | Linear Feet | 19639.1843 | 2008 | HRT Study | 80 | 80 | TERM Lite v2.2 | 10500 | 1 | NULL | Linear Feet | 0 | 0 | 0 | 0 | 0 | 0 | 0 | 2015-05-01 | NULL | 8. Below-Grade/Bored or Blasted Tunnel
10501 | CR | Underground Guideway - Commuter Rail | Guideway Elements | Guideway | Underground | Commuter Rail | Linear Feet | 19639.1843 | 2008 | HRT Study | 80 | 80 | TERM Lite v2.2 | 10501 | 1 | ModeCode must equal CR | Linear Feet | 0 | 0 | 0 | 0 | 0 | 0 | 0 | 2015-05-01 | NULL | 8. Below-Grade/Bored or Blasted Tunnel
10502 | HR | Underground Guideway - Heavy Rail | Guideway Elements | Guideway | Underground | Heavy Rail | Linear Feet | 19639.1843 | 2008 | HRT Study | 80 | 80 | TERM Lite v2.2 | 10502 | 1 | ModeCode must equal HR | Linear Feet | 0 | 0 | 0 | 0 | 0 | 0 | 0 | 2015-05-01 | NULL | 8. Below-Grade/Bored or Blasted Tunnel
10503 | LR | Underground Guideway - Light Rail | Guideway Elements | Guideway | Underground | Light Rail | Linear Feet | 19639.1843 | 2008 | LRT Study | 80 | 80 | TERM Lite v2.2 | 10503 | 1 | ModeCode must equal LR | Linear Feet | 0 | 0 | 0 | 0 | 0 | 0 | 0 | 2015-05-01 | NULL | 8. Below-Grade/Bored or Blasted Tunnel
10510 | All | Underground Guideway - Tunnel | Guideway Elements | Guideway | Underground | Tunnel | Linear Feet | 22438.566 | 2008 | HRT Study | 80 | 80 | TERM Lite v2.2 | 10510 | 1 | NULL | Linear Feet | 0 | 0 | 0 | 0 | 0 | 0 | 0 | 2015-05-01 | NULL | 8. Below-Grade/Bored or Blasted Tunnel
10511 | CR | Underground Guideway - Tunnel Commuter Rail | Guideway Elements | Guideway | Underground | Tunnel Commuter Rail | Linear Feet | 22438.566 | 2008 | HRT Study | 80 | 80 | TERM Lite v2.2 | 10511 | 1 | ModeCode must equal CR | Linear Feet | 0 | 0 | 0 | 0 | 0 | 0 | 0 | 2015-05-01 | NULL | 8. Below-Grade/Bored or Blasted Tunnel
10512 | HR | Underground Guideway - Tunnel Heavy Rail | Guideway Elements | Guideway | Underground | Tunnel Heavy Rail | Linear Feet | 22438.566 | 2008 | HRT Study | 80 | 80 | TERM Lite v2.2 | 10512 | 1 | ModeCode must equal HR | Linear Feet | 0 | 0 | 0 | 0 | 0 | 0 | 0 | 2015-05-01 | NULL | 8. Below-Grade/Bored or Blasted Tunnel
10513 | LR | Underground Guideway - Tunnel Light Rail | Guideway Elements | Guideway | Underground | Tunnel Light Rail | Linear Feet | 22438.566 | 2008 | HRT Study | 80 | 80 | TERM Lite v2.2 | 10513 | 1 | ModeCode must equal LR | Linear Feet | 0 | 0 | 0 | 0 | 0 | 0 | 0 | 2015-05-01 | NULL | 8. Below-Grade/Bored or Blasted Tunnel
10520 | All | Underground Guideway - Cut & Cover | Guideway Elements | Guideway | Underground | Cut & Cover | Linear Feet | 16839.8027 | 2008 | HRT Study | 80 | 80 | TERM Lite v2.2 | 10520 | 1 | NULL | Linear Feet | 0 | 0 | 0 | 0 | 0 | 0 | 0 | 2015-05-01 | NULL | 7. Below-Grade/Cut-and-Cover Tunnel
10521 | CR | Underground Guideway - Cut & Cover Commuter Rail | Guideway Elements | Guideway | Underground | Cut & Cover Commuter Rail | Linear Feet | 16839.8027 | 2008 | HRT Study | 80 | 80 | TERM Lite v2.2 | 10521 | 1 | ModeCode must equal CR | Linear Feet | 0 | 0 | 0 | 0 | 0 | 0 | 0 | 2015-05-01 | NULL | 7. Below-Grade/Cut-and-Cover Tunnel
10522 | HR | Underground Guideway - Cut & Cover Heavy Rail | Guideway Elements | Guideway | Underground | Cut & Cover Heavy Rail | Linear Feet | 16839.8027 | 2008 | HRT Study | 80 | 80 | TERM Lite v2.2 | 10522 | 1 | ModeCode must equal HR | Linear Feet | 0 | 0 | 0 | 0 | 0 | 0 | 0 | 2015-05-01 | NULL | 7. Below-Grade/Cut-and-Cover Tunnel
10523 | LR | Underground Guideway - Cut & Cover Light Rail | Guideway Elements | Guideway | Underground | Cut & Cover Light Rail | Linear Feet | 16839.8027 | 2008 | HRT Study | 80 | 80 | TERM Lite v2.2 | 10523 | 1 | ModeCode must equal LR | Linear Feet | 0 | 0 | 0 | 0 | 0 | 0 | 0 | 2015-05-01 | NULL | 7. Below-Grade/Cut-and-Cover Tunnel
10530 | All | Underground Guideway - Foot Walk | Guideway Elements | Guideway | Underground | Foot Walk | Linear Feet | 97 | 1997 | Old Data | 80 | 80 | TERM Lite v2.2 | 10530 | 1 | NULL | Linear Feet | 0 | 0 | 0 | 0 | 0 | 0 | 0 | 2015-05-01 | NULL | 7. Below-Grade/Cut-and-Cover Tunnel
10540 | All | Tube | Guideway Elements | Guideway | Underground | Tube | Linear Feet | 25061 | 2003 | HRT Study | 80 | 80 | TERM Lite v2.2 | 10540 | 1 | NULL | Linear Feet | 0 | 0 | 0 | 0 | 0 | 0 | 0 | 2015-05-01 | NULL | 9. Below-Grade/Submerged Tube
10541 | CR | Tube Commuter Rail | Guideway Elements | Guideway | Underground | Tube Commuter Rail | Linear Feet | 25061 | 2003 | HRT Study | 80 | 80 | TERM Lite v2.2 | 10541 | 1 | ModeCode must equal CR | Linear Feet | 0 | 0 | 0 | 0 | 0 | 0 | 0 | 2015-05-01 | NULL | 9. Below-Grade/Submerged Tube
10542 | HR | Tube Heavy Rail | Guideway Elements | Guideway | Underground | Tube Heavy Rail | Linear Feet | 25061 | 2003 | HRT Study | 80 | 80 | TERM Lite v2.2 | 10542 | 1 | ModeCode must equal HR | Linear Feet | 0 | 0 | 0 | 0 | 0 | 0 | 0 | 2015-05-01 | NULL | 9. Below-Grade/Submerged Tube
10543 | LR | Tube Light Rail | Guideway Elements | Guideway | Underground | Tube Light Rail | Linear Feet | 22438.566 | 2008 | Old Data | 80 | 80 | TERM Lite v2.2 | 10543 | 1 | ModeCode must equal LR | Linear Feet | 0 | 0 | 0 | 0 | 0 | 0 | 0 | 2015-05-01 | NULL | 9. Below-Grade/Submerged Tube
10600 | All | Retained Cut Guideway | Guideway Elements | Guideway | Retained Cut | - | Linear Feet | 9605 | 2003 | HRT Study | 80 | 80 | TERM Lite v2.2 | 10600 | 1 | NULL | Linear Feet | 0 | 0 | 0 | 0 | 0 | 0 | 0 | 2015-05-01 | NULL | 6. Below-Grade/Retained Cut
10601 | CR | Retained Cut Guideway - Commuter Rail | Guideway Elements | Guideway | Retained Cut | Commuter Rail | Linear Feet | 9605 | 2003 | HRT Study | 80 | 80 | TERM Lite v2.2 | 10601 | 1 | ModeCode must equal CR | Linear Feet | 0 | 0 | 0 | 0 | 0 | 0 | 0 | 2015-05-01 | NULL | 6. Below-Grade/Retained Cut
10602 | HR | Retained Cut Guideway - Heavy Rail | Guideway Elements | Guideway | Retained Cut | Heavy Rail | Linear Feet | 9605 | 2003 | HRT Study | 80 | 80 | TERM Lite v2.2 | 10602 | 1 | ModeCode must equal HR | Linear Feet | 0 | 0 | 0 | 0 | 0 | 0 | 0 | 2015-05-01 | NULL | 6. Below-Grade/Retained Cut
10603 | LR | Retained Cut Guideway - Light Rail | Guideway Elements | Guideway | Retained Cut | Light Rail | Linear Feet | 3490.56 | 2003 | LRT Study | 80 | 80 | TERM Lite v2.2 | 10603 | 1 | ModeCode must equal LR | Linear Feet | 0 | 0 | 0 | 0 | 0 | 0 | 0 | 2015-05-01 | NULL | 6. Below-Grade/Retained Cut
10605 | LR | Box Culvert | Guideway Elements | Guideway | Retained Cut | Box Culvert | Linear Feet | 1000 | 2012 | Place Holder | 80 | 80 | TERM Lite v2.2 | 10605 | 1 |  | Linear Feet | 0 | 0 | 0 | 0 | 0 | 0 | 0 | 2015-05-01 | NULL | 6. Below-Grade/Retained Cut
10700 | FB | Dredged Ferry Channel | Guideway Elements | Ferry | Dredging | Channel | Lump Sum | 1000000 | 2014 | RTCI 2011, Estimate | 12 | 12 | MTC 2014 | 10700 | 1 | ModeCode must equal FB | Each | 0 | 0 | 0 | 0 | 0 | 0 | 0 | 2015-05-01 | NULL | NULL
10701 | FB | Dredged Ferry Berth | Guideway Elements | Ferry | Dredging | Berth | Lump Sum | 550000 | 2014 | RTCI 2011, Estimate | 11 | 11 | MTC 2014 | 10701 | 1 | ModeCode must equal FB | Each | 0 | 0 | 0 | 0 | 0 | 0 | 0 | 2015-05-01 | NULL | NULL
11000 | All | Generic Trackwork Related | Guideway Elements | Trackwork | - | - | Track Feet | 420 | 1997 | LRT Study | 50 | 20 | TERM Lite v2.2 | 11000 | 1 | NULL | Track Feet | 1 | 0 | 0 | 0 | 0 | 0 | 0 | 2015-05-01 | NULL | NULL
11100 | All | Direct Fixation Trackwork | Guideway Elements | Trackwork | Direct Fixation | - | Track Feet | 485.8 | 2003 | HRT Study | 50 | 25 | TERM Lite v2.2 | 11100 | 1 | NULL | Track Feet | 0 | 0 | 0 | 0 | 0 | 0 | 0 | 2015-05-01 | NULL | NULL
11101 | All | Tangent Direct Fixation Track | Guideway Elements | Trackwork | Direct Fixation | Tangent | Track Feet | 474 | 2003 | HRT Study | 50 | 25 | TERM Lite v2.2 | 11101 | 1 | NULL | Track Feet | 0 | 0 | 0 | 0 | 0 | 0 | 0 | 2015-05-01 | NULL | 15. Tangent – Revenue Service
11102 | All | Curved Direct Fixation Track - Curve | Guideway Elements | Trackwork | Direct Fixation | Curve | Track Feet | 550 | 1997 | HRT Study | 15 | 10 | TERM Lite v2.2 | 11102 | 1 | NULL | Track Feet | 0 | 0 | 0 | 0 | 0 | 0 | 0 | 2015-05-01 | NULL | 16. Curve – Revenue Service
11103 | All | Guarded Direct Fixation Track | Guideway Elements | Trackwork | Direct Fixation | Guarded | Track Feet | 511 | 1997 | HRT Study | 25 | 20 | TERM Lite v2.2 | 11103 | 1 | NULL | Track Feet | 0 | 0 | 0 | 0 | 0 | 0 | 0 | 2015-05-01 | NULL | NULL
11104 | All | Direct Fixation Tangent Platform Track | Guideway Elements | Trackwork | Direct Fixation | Platform Tangent | Track Feet | 640 | 1997 | HRT Study | 15 | 10 | TERM Lite v2.2 | 11104 | 1 | NULL | Track Feet | 0 | 0 | 0 | 0 | 0 | 0 | 0 | 2015-05-01 | NULL | 15. Tangent – Revenue Service
11105 | All | Direct Fixation Curved Platform Track | Guideway Elements | Trackwork | Direct Fixation | Platform Curved | Track Feet | 926 | 1997 | HRT Study | 10 | 5 | TERM Lite v2.2 | 11105 | 1 | NULL | Track Feet | 0 | 0 | 0 | 0 | 0 | 0 | 0 | 2015-05-01 | NULL | 16. Curve – Revenue Service
11106 | All | Curved Direct Fixation Track - Platform Guarded | Guideway Elements | Trackwork | Direct Fixation | Platform Guarded | Track Feet | 680 | 1997 | HRT Study | 20 | 15 | TERM Lite v2.2 | 11106 | 1 | NULL | Track Feet | 0 | 0 | 0 | 0 | 0 | 0 | 0 | 2015-05-01 | NULL | NULL
11200 | All | Ballasted Trackwork | Guideway Elements | Trackwork | Ballasted | - | Track Feet | 455 | 1997 | HRT Study | 35 | 25 | TERM Lite v2.2 | 11200 | 1 | NULL | Track Feet | 0 | 0 | 0 | 0 | 0 | 0 | 0 | 2015-05-01 | NULL | NULL
11201 | All | Tangent Ballasted Track | Guideway Elements | Trackwork | Ballasted | Tangent | Track Feet | 367 | 1997 | HRT Study | 70 | 25 | TERM Lite v2.2 | 11201 | 1 | NULL | Track Feet | 0 | 0 | 0 | 0 | 0 | 0 | 0 | 2015-05-01 | NULL | 15. Tangent – Revenue Service
11202 | All | Curved Ballasted Track | Guideway Elements | Trackwork | Ballasted | Curve | Track Feet | 531 | 1997 | HRT Study | 35 | 10 | TERM Lite v2.2 | 11202 | 1 | NULL | Track Feet | 0 | 0 | 0 | 0 | 0 | 0 | 0 | 2015-05-01 | NULL | 16. Curve – Revenue Service
11203 | All | Guarded Ballasted Track | Guideway Elements | Trackwork | Ballasted | Guarded | Track Feet | 407 | 1997 | HRT Study | 25 | 15 | TERM Lite v2.2 | 11203 | 1 | NULL | Track Feet | 0 | 0 | 0 | 0 | 0 | 0 | 0 | 2015-05-01 | NULL | NULL
11204 | All | Ballasted Tangent Platform Track | Guideway Elements | Trackwork | Ballasted | Platform Tangent | Track Feet | 619 | 1997 | HRT Study | 15 | 15 | TERM Lite v2.2 | 11204 | 1 | NULL | Track Feet | 0 | 0 | 0 | 0 | 0 | 0 | 0 | 2015-05-01 | NULL | 15. Tangent – Revenue Service
11205 | All | Ballasted Curved Platform Track | Guideway Elements | Trackwork | Ballasted | Platform Curved | Track Feet | 896 | 1997 | HRT Study | 10 | 10 | TERM Lite v2.2 | 11205 | 1 | NULL | Track Feet | 0 | 0 | 0 | 0 | 0 | 0 | 0 | 2015-05-01 | NULL | 16. Curve – Revenue Service
11206 | All | Ballasted Guarded Platform Track | Guideway Elements | Trackwork | Ballasted | Platform Guarded | Track Feet | 447 | 1997 | HRT Study | 20 | 10 | TERM Lite v2.2 | 11206 | 1 | NULL | Track Feet | 0 | 0 | 0 | 0 | 0 | 0 | 0 | 2015-05-01 | NULL | NULL
11211 | All | Tangent - Concrete Tie | Guideway Elements | Trackwork | Ballasted | Tangent - Concrete Tie | Track Feet | 367 | 1997 | HRT Study | 70 | 25 | TERM Lite v2.2 | 11211 | 1 | NULL | Track Feet | 0 | 0 | 0 | 0 | 0 | 0 | 0 | 2015-05-01 | NULL | 15. Tangent – Revenue Service
11212 | All | Tangent - Wood Tie | Guideway Elements | Trackwork | Ballasted | Tangent - Wood Tie | Track Feet | 367 | 1997 | HRT Study | 70 | 25 | TERM Lite v2.2 | 11212 | 1 | NULL | Track Feet | 0 | 0 | 0 | 0 | 0 | 0 | 0 | 2015-05-01 | NULL | 15. Tangent – Revenue Service
11213 | All | Curve - Concrete Tie | Guideway Elements | Trackwork | Ballasted | Curve - Concrete Tie | Track Feet | 531 | 1997 | HRT Study | 35 | 10 | TERM Lite v2.2 | 11213 | 1 | NULL | Track Feet | 0 | 0 | 0 | 0 | 0 | 0 | 0 | 2015-05-01 | NULL | 16. Curve – Revenue Service
11214 | All | Curve - Wood Tie | Guideway Elements | Trackwork | Ballasted | Curve - Wood Tie | Track Feet | 531 | 1997 | HRT Study | 35 | 10 | TERM Lite v2.2 | 11214 | 1 | NULL | Track Feet | 0 | 0 | 0 | 0 | 0 | 0 | 0 | 2015-05-01 | NULL | 16. Curve – Revenue Service
11300 | All | Embedded Trackwork | Guideway Elements | Trackwork | Embedded | - | Track Feet | 373.52 | 2003 | LRT Study | 12 | 10 | TERM Lite v2.2 | 11300 | 1 | NULL | Track Feet | 0 | 0 | 0 | 0 | 0 | 0 | 0 | 2015-05-01 | NULL | NULL
11301 | All | Tangent Embedded Track | Guideway Elements | Trackwork | Embedded | Tangent | Track Feet | 373.52 | 2003 | LRT Study | 70 | 10 | TERM Lite v2.2 | 11301 | 1 | NULL | Track Feet | 0 | 0 | 0 | 0 | 0 | 0 | 0 | 2015-05-01 | NULL | 15. Tangent – Revenue Service
11302 | All | Curved Embedded Track | Guideway Elements | Trackwork | Embedded | Curve | Track Feet | 550 | 1997 | LRT Study | 10 | 10 | TERM Lite v2.2 | 11302 | 1 | NULL | Track Feet | 0 | 0 | 0 | 0 | 0 | 0 | 0 | 2015-05-01 | NULL | 16. Curve – Revenue Service
11303 | All | At-Grade Crossings | Guideway Elements | Trackwork | Embedded | At-Grade Crossings | Track Feet | 471 | 1997 | LRT Study | 10 | 10 | TERM Lite v2.2 | 11303 | 1 | NULL | Track Feet | 0 | 0 | 0 | 0 | 0 | 0 | 0 | 2015-05-01 | NULL | 23. Grade Crossings
11400 | All | Special Trackwork | Guideway Elements | Trackwork | Special | - | Track Feet | 2170 | 1997 | Old Data | 30 | 10 | TERM Lite v2.2 | 11400 | 1 | NULL | Track Feet | 0 | 0 | 0 | 0 | 0 | 0 | 0 | 2015-05-01 | NULL | NULL
11401 | All | Special Trackwork - Diamond crossover | Guideway Elements | Trackwork | Special | Diamond Crossover | Each | 750000 | 2008 | Old Data | 15 | 10 | TERM Lite v2.2 | 11401 | 1 | NULL | Each | 0 | 0 | 0 | 0 | 0 | 0 | 0 | 2015-05-01 | NULL | 19. Double Diamond Crossover
11402 | All | Direct Fixation Diamond Crossover | Guideway Elements | Trackwork | Special | Direct Fixation Diamond Crossover | Each | 900000 | 2008 | Old Data | 15 | 10 | TERM Lite v2.2 | 11402 | 1 | NULL | Each | 0 | 0 | 0 | 0 | 0 | 0 | 0 | 2015-05-01 | NULL | 19. Double Diamond Crossover
11403 | All | Ballasted Diamond Crossover | Guideway Elements | Trackwork | Special | Ballasted Diamond Crossover | Each | 600000 | 2008 | Old Data | 30 | 10 | TERM Lite v2.2 | 11403 | 1 | NULL | Each | 0 | 0 | 0 | 0 | 0 | 0 | 0 | 2015-05-01 | NULL | 19. Double Diamond Crossover
11404 | All | Special Trackwork - Single crossover | Guideway Elements | Trackwork | Special | Single Crossover | Each | 150000 | 2008 | Old Data | 15 | 10 | TERM Lite v2.2 | 11404 | 1 | NULL | Each | 0 | 0 | 0 | 0 | 0 | 0 | 0 | 2015-05-01 | NULL | 20. Single Crossover
11405 | All | Direct Fixation Single Crossover | Guideway Elements | Trackwork | Special | Direct Fixation Single Crossover | Each | 750000 | 2008 | Old Data | 30 | 10 | TERM Lite v2.2 | 11405 | 1 | NULL | Each | 0 | 0 | 0 | 0 | 0 | 0 | 0 | 2015-05-01 | NULL | 20. Single Crossover
11406 | All | Ballasted Single Crossover | Guideway Elements | Trackwork | Special | Ballasted Single Crossover | Each | 400000 | 2008 | Old Data | 30 | 10 | TERM Lite v2.2 | 11406 | 1 | NULL | Each | 0 | 0 | 0 | 0 | 0 | 0 | 0 | 2015-05-01 | NULL | 20. Single Crossover
11407 | All | Special Trackwork - Turnout | Guideway Elements | Trackwork | Special | Turnout | Each | 310000 | 2008 | Old Data | 15 | 10 | TERM Lite v2.2 | 11407 | 1 | NULL | Each | 0 | 0 | 0 | 0 | 0 | 0 | 0 | 2015-05-01 | NULL | 22. Single Turnout
11408 | All | Direct Fixation Turnout | Guideway Elements | Trackwork | Special | Direct Fixation Turnout | Each | 310000 | 2008 | Old Data | 15 | 10 | TERM Lite v2.2 | 11408 | 1 | NULL | Each | 0 | 0 | 0 | 0 | 0 | 0 | 0 | 2015-05-01 | NULL | 22. Single Turnout
11409 | All | Ballasted Turnout | Guideway Elements | Trackwork | Special | Ballasted Turnout | Each | 310000 | 2008 | Old Data | 30 | 10 | TERM Lite v2.2 | 11409 | 1 | NULL | Each | 0 | 0 | 0 | 0 | 0 | 0 | 0 | 2015-05-01 | NULL | 22. Single Turnout
11410 | All | Turntable | Guideway Elements | Trackwork | Special | Turntable | Each | 600000 | 2010 | SF MTA | 25 | 15 | TERM Lite v2.2 | 11410 | 1 | NULL | Each | 0 | 0 | 0 | 0 | 0 | 0 | 0 | 2015-05-01 | NULL | NULL
11420 | All | Full Grand Union | Guideway Elements | Trackwork | Special | Full Grand Union | Each | 4300000 | 2011 | CH2M Hill | 25 | 20 | CH2M Hill | 11420 | 1 | Added in RTCI 2015 Update 2015-06-04 | Each | 0 | 0 | 0 | 0 | 0 | 0 | 0 | 2015-05-18 | NULL | NULL
11421 | All | Half Grand Union | Guideway Elements | Trackwork | Special | Half Grand Union | Each | 2150000 | 2011 | CH2M Hill | 25 | 20 | CH2M Hill | 11421 | 1 | Added in RTCI 2015 Update 2015-06-04 | Each | 0 | 0 | 0 | 0 | 0 | 0 | 0 | 2015-05-18 | NULL | 21. Half Grand Union
11422 | All | Motorized Half Grand Union | Guideway Elements | Trackwork | Special | Motorized Half Grand Union | Each | 2500000 | 2011 | CH2M Hill | 25 | 20 | CH2M Hill | 11422 | 1 | Added in RTCI 2015 Update 2015-06-04 | Each | 0 | 0 | 0 | 0 | 0 | 0 | 0 | 2015-05-18 | NULL | 21. Half Grand Union
11423 | All | Ballasted Embedded - Motorized Half Grand Union | Guideway Elements | Trackwork | Special | Motorized Half Grand Union - Ballasted Embedded | Each | 2500000 | 2011 | CH2M Hill | 25 | 20 | CH2M Hill | 11423 | 1 | Added in RTCI 2015 Update 2015-06-04 | Each | 0 | 0 | 0 | 0 | 0 | 0 | 0 | 2015-05-18 | NULL | 21. Half Grand Union
11424 | All | Direct Fixation Embedded - Motorized Half Grand Union | Guideway Elements | Trackwork | Special | Motorized Half Grand Union - Direct Fixation | Each | 3500000 | 2011 | CH2M Hill | 30 | 25 | CH2M Hill | 11424 | 1 | Added in RTCI 2015 Update 2015-06-04 | Each | 0 | 0 | 0 | 0 | 0 | 0 | 0 | 2015-05-18 | NULL | 21. Half Grand Union
11500 | All | Yard Track | Guideway Elements | Trackwork | Yard | - | Track Feet | 420 | 1997 | LRT Study | 70 | 40 | TERM Lite v2.2 | 11500 | 1 | NULL | Track Feet | 0 | 0 | 0 | 0 | 0 | 0 | 0 | 2015-05-01 | NULL | 17. Non-Revenue Service
11501 | All | Yard Track - Tangent | Guideway Elements | Trackwork | Yard | Tangent | Track Feet | 420 | 2014 | RTCI 2015 | 70 | 40 | RTCI 2015 | 11501 | 1 | NULL | Track Feet | 0 | 0 | 0 | 0 | 0 | 0 | 0 | 2015-05-01 | NULL | 17. Non-Revenue Service
11502 | All | Yard Track - Curve | Guideway Elements | Trackwork | Yard | Curve | Track Feet | 420 | 2014 | RTCI 2015 | 70 | 40 | RTCI 2015 | 11502 | 1 | NULL | Track Feet | 0 | 0 | 0 | 0 | 0 | 0 | 0 | 2015-05-01 | NULL | 17. Non-Revenue Service
11600 | All | Rail Ties | Guideway Elements | Trackwork | Ties | - | Each | 16.3 | 1994 | LRT Study | 15 | 15 | TERM Lite v2.2 | 11600 | 1 | NULL | Each | 0 | 0 | 0 | 0 | 0 | 0 | 0 | 2015-05-01 | NULL | NULL
11601 | All | Rail Ties - Wood | Guideway Elements | Trackwork | Ties | Wood | Each | 16.3 | 1994 | LRT Study | 35 | 15 | TERM Lite v2.2 | 11601 | 1 | NULL | Each | 0 | 0 | 0 | 0 | 0 | 0 | 0 | 2015-05-01 | NULL | NULL
11602 | All | Rail Ties - Concrete | Guideway Elements | Trackwork | Ties | Concrete | Each | 20 | 1994 | LRT Study | 35 | 15 | TERM Lite v2.2 | 11602 | 1 | NULL | Each | 0 | 0 | 0 | 0 | 0 | 0 | 0 | 2015-05-01 | NULL | NULL
12000 | All | Special Guideway Structures Related | Guideway Elements | Special Structures | - | - | Each | 2170 | 1997 | Old Data | 30 | 25 | TERM Lite v2.2 | 12000 | 1 | NULL | Each | 1 | 0 | 0 | 0 | 0 | 0 | 0 | 2015-05-01 | NULL | NULL
12100 | All | Special Guideway Structures - Fencing | Guideway Elements | Special Structures | Fencing | - | Each | 0 | 1997 | Old Data | 40 | 30 | TERM Lite v2.2 | 12100 | 1 | NULL | Each | 0 | 0 | 0 | 0 | 0 | 0 | 0 | 2015-05-01 | NULL | NULL
12200 | All | Special Guideway Structures - Retaining Walls | Guideway Elements | Special Structures | Retaining Walls | - | Linear Feet | 50 | 1997 | Old Data | 40 | 30 | TERM Lite v2.2 | 12200 | 1 | NULL | Linear Feet | 0 | 0 | 0 | 0 | 0 | 0 | 0 | 2015-05-01 | NULL | NULL
13000 | All | Bus Guideway Related | Guideway Elements | Bus Guideway | - | - | Linear Feet | 706 | 1997 | Old Data | 30 | 20 | TERM Lite v2.2 | 13000 | 1 | NULL | Linear Feet | 1 | 0 | 0 | 0 | 0 | 0 | 0 | 2015-05-01 | NULL | NULL
13100 | All | At Grade Bus Guideway | Guideway Elements | Bus Guideway | At Grade | - | Linear Feet | 465 | 1997 | Old Data | 30 | 20 | TERM Lite v2.2 | 13100 | 1 | NULL | Linear Feet | 0 | 0 | 0 | 0 | 0 | 0 | 0 | 2015-05-01 | NULL | NULL
13200 | All | Bus Turnarounds | Guideway Elements | Bus Guideway | Turnaround | - | Linear Feet | 1521 | 1997 | Old Data | 80 | 30 | TERM Lite v2.2 | 13200 | 1 | NULL | Linear Feet | 0 | 0 | 0 | 0 | 0 | 0 | 0 | 2015-05-01 | NULL | NULL
13300 | All | Elevated Fill Bus Guideway | Guideway Elements | Bus Guideway | Elevated Fill | - | Linear Feet | 2190 | 1997 | Old Data | 80 | 30 | TERM Lite v2.2 | 13300 | 1 | NULL | Linear Feet | 0 | 0 | 0 | 0 | 0 | 0 | 0 | 2015-05-01 | NULL | 3. Elevated/Retained Fill
13400 | All | Elevated Structure Bus Guideway | Guideway Elements | Bus Guideway | Elevated Structure | - | Linear Feet | 2190 | 1997 | Old Data | 80 | 30 | TERM Lite v2.2 | 13400 | 1 | NULL | Linear Feet | 0 | 0 | 0 | 0 | 0 | 0 | 0 | 2015-05-01 | NULL | 4. Elevated/Concrete
13410 | All | Elevated Roadway | Guideway Elements | Bus Guideway | Elevated Structure | Elevated Roadway | Linear Feet | 2190 | 1997 | Old Data | 80 | 30 | TERM Lite v2.2 | 13410 | 1 | NULL | Linear Feet | 0 | 0 | 0 | 0 | 0 | 0 | 0 | 2015-05-01 | NULL | 4. Elevated/Concrete
13420 | All | Bridge - Bus Guideway | Guideway Elements | Bus Guideway | Elevated Structure | Bridge Bus | Linear Feet | 2190 | 1997 | Old Data | 80 | 30 | TERM Lite v2.2 | 13420 | 1 | NULL | Linear Feet | 0 | 0 | 0 | 0 | 0 | 0 | 0 | 2015-05-01 | NULL | 5. Elevated/Steel Viaduct or Bridge
13500 | All | Subway Bus Guideway | Guideway Elements | Bus Guideway | Subway | - | Linear Feet | 13923 | 1997 | Old Data | 100 | 80 | TERM Lite v2.2 | 13500 | 1 | NULL | Linear Feet | 0 | 0 | 0 | 0 | 0 | 0 | 0 | 2015-05-01 | NULL | 8. Below-Grade/Bored or Blasted Tunnel
20000 | All | Buildings, Yards, Shops & Equipment Related | Facilities | - | - | - | Each | 24456000 | 1997 | Old Data | 50 | 35 | TERM Lite v2.2 | 20000 | 1 | NULL | Each | 1 | 0 | 0 | 0 | 0 | 0 | 0 | 2015-05-01 | NULL | Other, Administrative & Maintenance (describe in Notes)
21000 | All | Buildings | Facilities | Buildings | - | - | Each | 24456000 | 1997 | Old Data | 50 | 35 | TERM Lite v2.2 | 21000 | 1 | NULL | Each | 1 | 0 | 1 | 0 | 0 | 1 | 0 | 2015-05-01 | NULL | Other, Administrative & Maintenance (describe in Notes)
21100 | All | Administrative Buildings | Facilities | Buildings | Administration | - | Each | 4061000 | 1997 | Old Data | 50 | 35 | TERM Lite v2.2 | 21100 | 1 | NULL | Each | 0 | 0 | 1 | 0 | 0 | 1 | 0 | 2015-05-01 | NULL | Other, Administrative & Maintenance (describe in Notes)
21120 | All | Administrative Buildings - Police | Facilities | Buildings | Administration | Police | Each | 5000000 | 1997 | Old Data | 50 | 35 | TERM Lite v2.2 | 21120 | 1 | NULL | Each | 0 | 0 | 1 | 0 | 0 | 1 | 0 | 2015-05-01 | NULL | Other, Administrative & Maintenance (describe in Notes)
21121 | All | Administrative Buildings - Police - Police Equipment | Facilities | Buildings | Administration | Police Equipment | Set | 1 | 2015 | TEMP UNITCOST DATA | 100 | 100 | MTC 2015 | 21121 | 1 | Added in RTCI 2015 Update 2015-07-10 | Each | 0 | 0 | 0 | 0 | 0 | 0 | 0 | 2015-07-10 | NULL | Other, Administrative & Maintenance (describe in Notes)
21200 | All | Maintenance Buildings | Facilities | Buildings | Maintenance | - | Each | 15000000 | 1997 | Old Data | 50 | 35 | TERM Lite v2.2 | 21200 | 1 | NULL | Each | 0 | 0 | 1 | 0 | 0 | 1 | 0 | 2015-05-01 | NULL | General Purpose Maintenance Facility/Depot
21210 | All | Bus Maintenance Buildings | Facilities | Buildings | Maintenance | Bus | Each | 15000000 | 1999 | Old Data | 50 | 35 | TERM Lite v2.2 | 21210 | 1 | NULL | Each | 0 | 0 | 1 | 0 | 0 | 1 | 0 | 2015-05-01 | NULL | General Purpose Maintenance Facility/Depot
21211 | All | Bus Maintenance Buildings - <200 Vehicles | Facilities | Buildings | Maintenance | Bus Stratum 1 < 200 Vehicles | Each | 15000000 | 1999 | Old Data | 50 | 35 | TERM Lite v2.2 | 21211 | 1 | NULL | Each | 0 | 0 | 1 | 0 | 0 | 1 | 0 | 2015-05-01 | NULL | General Purpose Maintenance Facility/Depot
21212 | All | Bus Maintenance Buildings - 200 to 300 Vehicles | Facilities | Buildings | Maintenance | Bus Stratum 1 200 to 300 Vehicles | Each | 35000000 | 1999 | Old Data | 50 | 35 | TERM Lite v2.2 | 21212 | 1 | NULL | Each | 0 | 0 | 1 | 0 | 0 | 1 | 0 | 2015-05-01 | NULL | General Purpose Maintenance Facility/Depot
21213 | All | Bus Maintenance Buildings - >300 Vehicles | Facilities | Buildings | Maintenance | Bus Stratum 1 > 300 Vehicles | Each | 55000000 | 1999 | Old Data | 50 | 35 | TERM Lite v2.2 | 21213 | 1 | NULL | Each | 0 | 0 | 1 | 0 | 0 | 1 | 0 | 2015-05-01 | NULL | General Purpose Maintenance Facility/Depot
21214 | All | Bus Maintenance Buildings Stratum 2 - <200 | Facilities | Buildings | Maintenance | Bus Stratum 2 < 200 Vehicles | Each | 10000000 | 1999 | Old Data | 50 | 35 | TERM Lite v2.2 | 21211 | 0 | No documented difference between the "stratum" of the different bus facilities has been found. Retiring this asset as duplicative. | Each | 0 | 0 | 1 | 0 | 0 | 1 | 0 | 2015-05-01 | NULL | General Purpose Maintenance Facility/Depot
21215 | All | Bus Maintenance Buildings Stratum 2 - 200 to 300 | Facilities | Buildings | Maintenance | Bus Stratum 2 200 to 300 Vehicles | Each | 35000000 | 1999 | Old Data | 50 | 35 | TERM Lite v2.2 | 21212 | 0 | No documented difference between the "stratum" of the different bus facilities has been found. Retiring this asset as duplicative. | Each | 0 | 0 | 1 | 0 | 0 | 1 | 0 | 2015-05-01 | NULL | General Purpose Maintenance Facility/Depot
21216 | All | Bus Maintenance Buildings Stratum 3 - <200 | Facilities | Buildings | Maintenance | Bus Stratum 3 < 200 Vehicles | Each | 7500000 | 1999 | Old Data | 50 | 35 | TERM Lite v2.2 | 21211 | 0 | No documented difference between the "stratum" of the different bus facilities has been found. Retiring this asset as duplicative. | Each | 0 | 0 | 1 | 0 | 0 | 1 | 0 | 2015-05-01 | NULL | General Purpose Maintenance Facility/Depot
21217 | All | Bus Maintenance Buildings Stratum 3 - 200 to 300 | Facilities | Buildings | Maintenance | Bus Stratum 3 200 to 300 Vehicles | Each | 35000000 | 1999 | Old Data | 50 | 35 | TERM Lite v2.2 | 21212 | 0 | No documented difference between the "stratum" of the different bus facilities has been found. Retiring this asset as duplicative. | Each | 0 | 0 | 1 | 0 | 0 | 1 | 0 | 2015-05-01 | NULL | General Purpose Maintenance Facility/Depot
21218 | All | Bus Maintenance Buildings Stratum 4 - <200 | Facilities | Buildings | Maintenance | Bus Stratum 4 < 200 Vehicles | Each | 3800000 | 1999 | Old Data | 50 | 35 | TERM Lite v2.2 | 21211 | 0 | No documented difference between the "stratum" of the different bus facilities has been found. Retiring this asset as duplicative. | Each | 0 | 0 | 1 | 0 | 0 | 1 | 0 | 2015-05-01 | NULL | General Purpose Maintenance Facility/Depot
21219 | All | Bus Maintenance Buildings Stratum 4 - 200 to 300 | Facilities | Buildings | Maintenance | Bus Stratum 4 200 to 300 Vehicles | Each | 35000000 | 1997 | Old Data | 50 | 35 | TERM Lite v2.2 | 21212 | 0 | No documented difference between the "stratum" of the different bus facilities has been found. Retiring this asset as duplicative. | Each | 0 | 0 | 1 | 0 | 0 | 1 | 0 | 2015-05-01 | NULL | General Purpose Maintenance Facility/Depot
21220 | All | Rail Maintenance Buildings | Facilities | Buildings | Maintenance | Rail | Each | 36445852.93 | 2003 | HRT Study | 50 | 35 | TERM Lite v2.2 | 21220 | 1 | NULL | Each | 0 | 0 | 1 | 0 | 0 | 1 | 0 | 2015-05-01 | NULL | General Purpose Maintenance Facility/Depot
21221 | CR | Rail Maintenance Buildings - Commuter Rail | Facilities | Buildings | Maintenance | Rail Commuter Rail | Each | 36445852.93 | 2003 | HRT Study | 50 | 35 | TERM Lite v2.2 | 21221 | 1 | ModeCode must equal CR | Each | 0 | 0 | 1 | 0 | 0 | 1 | 0 | 2015-05-01 | NULL | General Purpose Maintenance Facility/Depot
21222 | HR | Rail Maintenance Buildings - Heavy Rail | Facilities | Buildings | Maintenance | Rail Heavy Rail | Each | 98000000 | 2008 | HRT Study | 50 | 35 | TERM Lite v2.2 | 21222 | 1 | ModeCode must equal HR | Each | 0 | 0 | 1 | 0 | 0 | 1 | 0 | 2015-05-01 | NULL | General Purpose Maintenance Facility/Depot
21223 | LR | Rail Maintenance Buildings - Light Rail | Facilities | Buildings | Maintenance | Rail Light Rail | Each | 13608935.33 | 2003 | LRT Study | 50 | 35 | TERM Lite v2.2 | 21223 | 1 | ModeCode must equal LR | Each | 0 | 0 | 1 | 0 | 0 | 1 | 0 | 2015-05-01 | NULL | General Purpose Maintenance Facility/Depot
21230 | All | Utilities Maintenance Buildings | Facilities | Buildings | Maintenance | Utilities | Each | 12762000 | 1997 | Old Data | 50 | 35 | TERM Lite v2.2 | 21230 | 1 | NULL | Each | 0 | 0 | 1 | 0 | 0 | 1 | 0 | 2015-05-01 | NULL | General Purpose Maintenance Facility/Depot
21300 | All | Miscellaneous Structures | Facilities | Buildings | Miscellaneous | - | Each | 1 | 2015 | TEMP UNITCOST DATA | 100 | 100 | MTC 2015 | 21300 | 1 | Added in RTCI 2015 Update 2015-07-10 | Each | 0 | 0 | 0 | 0 | 0 | 0 | 0 | 2015-06-25 | NULL | Other, Administrative & Maintenance (describe in Notes)
21301 | All | Storage Shed | Facilities | Buildings | Miscellaneous | Storage Shed | Each | 1 | 2015 | TEMP UNITCOST DATA | 100 | 100 | MTC 2015 | 21301 | 1 | Added in RTCI 2015 Update 2015-07-10 | Each | 0 | 0 | 0 | 0 | 0 | 0 | 0 | 2015-06-25 | NULL | Other, Administrative & Maintenance (describe in Notes)
21302 | All | Portable Building / Trailer | Facilities | Buildings | Miscellaneous | Portable Building /Trailer | Each | 1 | 2015 | TEMP UNITCOST DATA | 100 | 100 | MTC 2015 | 21302 | 1 | Added in RTCI 2015 Update 2015-07-10 | Each | 0 | 0 | 0 | 0 | 0 | 0 | 0 | 2015-06-25 | NULL | Other, Administrative & Maintenance (describe in Notes)
21500 | All | Building Components - Compound Asset Parent | Facilities | Buildings | Building Components | Compound Asset Parent | Lump Sum | 1000000 | 2008 | Estimate | 40 | 30 | TERM Lite v2.2 | 21500 | 1 | NULL | Each | 0 | 1 | 0 | 0 | 0 | 0 | 0 | 2015-05-01 | NULL | Other, Administrative & Maintenance (describe in Notes)
21501 | All | Building Components - Electrical | Facilities | Buildings | Building Components | Electrical | Lump Sum | 1000000 | 2008 | Estimate | 40 | 30 | TERM Lite v2.2 | 21501 | 1 | NULL | Each | 0 | 0 | 0 | 0 | 1 | 0 | 0 | 2015-05-01 | NULL | Other, Administrative & Maintenance (describe in Notes)
21502 | All | Building Components - Fire Alarm | Facilities | Buildings | Building Components | Fire Alarm | Lump Sum | 1000000 | 2008 | Estimate | 40 | 30 | TERM Lite v2.2 | 21502 | 1 | NULL | Each | 0 | 0 | 0 | 0 | 1 | 0 | 0 | 2015-05-01 | NULL | Other, Administrative & Maintenance (describe in Notes)
21503 | All | Building Components - Plumbing | Facilities | Buildings | Building Components | Plumbing | Lump Sum | 1000000 | 2008 | Estimate | 40 | 30 | TERM Lite v2.2 | 21503 | 1 | NULL | Each | 0 | 0 | 0 | 0 | 1 | 0 | 0 | 2015-05-01 | NULL | Other, Administrative & Maintenance (describe in Notes)
21504 | All | Building Components - Drainage | Facilities | Buildings | Building Components | Drainage | Lump Sum | 1000000 | 2008 | Estimate | 40 | 30 | TERM Lite v2.2 | 21504 | 1 | NULL | Each | 0 | 0 | 0 | 0 | 1 | 0 | 0 | 2015-05-01 | NULL | Other, Administrative & Maintenance (describe in Notes)
21505 | All | Building Components - HVAC | Facilities | Buildings | Building Components | HVAC | Lump Sum | 1000000 | 2008 | Estimate | 40 | 30 | TERM Lite v2.2 | 21505 | 1 | NULL | Each | 0 | 0 | 0 | 0 | 1 | 0 | 0 | 2015-05-01 | NULL | Other, Administrative & Maintenance (describe in Notes)
21506 | All | Building Components - Boiler | Facilities | Buildings | Building Components | Boiler | Lump Sum | 1000000 | 2008 | Estimate | 40 | 30 | TERM Lite v2.2 | 21506 | 1 | NULL | Each | 0 | 0 | 0 | 0 | 1 | 0 | 0 | 2015-05-01 | NULL | Other, Administrative & Maintenance (describe in Notes)
21507 | All | Building Components - Roof | Facilities | Buildings | Building Components | Roof | Sq Foot | 1000000 | 2008 | Estimate | 40 | 30 | TERM Lite v2.2 | 21507 | 1 | NULL | Sq Foot | 0 | 0 | 1 | 0 | 1 | 1 | 0 | 2015-05-01 | NULL | Other, Administrative & Maintenance (describe in Notes)
21508 | All | Building Components - Exterior | Facilities | Buildings | Building Components | Exterior | Lump Sum | 1000000 | 2008 | Estimate | 40 | 30 | TERM Lite v2.2 | 21508 | 1 | NULL | Each | 0 | 0 | 0 | 0 | 1 | 0 | 0 | 2015-05-01 | NULL | Other, Administrative & Maintenance (describe in Notes)
21509 | All | Building Components - Access and Parking | Facilities | Buildings | Building Components | Access and Parking | Space | 26713 | 2010 | Estimate | 20 | 15 | TERM Lite v2.2 | 21509 | 1 | NULL | Each | 0 | 0 | 1 | 0 | 1 | 1 | 0 | 2015-05-01 | NULL | Other, Administrative & Maintenance (describe in Notes)
21510 | All | Building Components - Elevators and Conveying Systems | Facilities | Buildings | Building Components | Elevators and Conveying Systems | Each | 50000 | 2010 | No Cost Data, SF MTA Asset Types | 25 | 25 | TERM Lite v2.2 | 21510 | 1 | NULL | Each | 0 | 0 | 0 | 0 | 1 | 0 | 0 | 2015-05-01 | NULL | Other, Administrative & Maintenance (describe in Notes)
21511 | All | Building Components - Built-in Equipment and Specialties | Facilities | Buildings | Building Components | Built-in Equipment and Specialties | Lump Sum | 50000 | 2010 | No Cost Data, SF MTA Asset Types | 25 | 25 | TERM Lite v2.2 | 21511 | 1 | NULL | Each | 0 | 0 | 0 | 0 | 1 | 0 | 0 | 2015-05-01 | NULL | Other, Administrative & Maintenance (describe in Notes)
21512 | All | Building Components - Generators | Facilities | Buildings | Building Components | Generators | Each | 215443 | 2010 | MTC | 15 | 10 | TERM Lite v2.2 | 21512 | 1 | NULL | Each | 0 | 0 | 0 | 0 | 1 | 0 | 0 | 2015-05-01 | NULL | Other, Administrative & Maintenance (describe in Notes)
21513 | All | Building Components - Interior | Facilities | Buildings | Building Components | Interior | Lump Sum | 500000 | 2010 | Place Holder | 15 | 10 | TERM Lite v2.2 | 21513 | 1 | NULL | Each | 0 | 0 | 0 | 0 | 1 | 0 | 0 | 2015-05-01 | NULL | Other, Administrative & Maintenance (describe in Notes)
21514 | All | Building Components - Fencing | Facilities | Buildings | Building Components | Fencing | Linear Feet | 100000 | 2010 | Place Holder | 15 | 10 | TERM Lite v2.2 | 21514 | 1 | NULL | Linear Feet | 0 | 0 | 0 | 0 | 1 | 0 | 0 | 2015-05-01 | NULL | Other, Administrative & Maintenance (describe in Notes)
21515 | All | Building Components - Other | Facilities | Buildings | Building Components | Other | Each | 100000 | 2010 | Place Holder | 15 | 10 | TERM Lite v2.2 | 21515 | 1 | NULL | Each | 0 | 0 | 0 | 0 | 1 | 0 | 0 | 2015-05-01 | NULL | Other, Administrative & Maintenance (describe in Notes)
21516 | All | Roll-Up Door | Facilities | Buildings | Building Components | Roll-Up Door | Each | 1 | 2015 | TEMP UNITCOST DATA | 100 | 100 | MTC 2015 | 21516 | 1 | Added in RTCI 2015 Update 2015-07-10 | Each | 0 | 0 | 0 | 0 | 0 | 0 | 0 | 2015-06-25 | NULL | Other, Administrative & Maintenance (describe in Notes)
21517 | All | Building Component - Standard Sprinkler System | Facilities | Buildings | Building Components | Standard Sprinkler System | System | 1 | 2015 | TEMP UNITCOST DATA | 100 | 100 | MTC 2015 | 21517 | 1 | Added in RTCI 2015 Update 2015-07-10 | Each | 0 | 0 | 0 | 0 | 0 | 0 | 0 | 2015-06-25 | NULL | Other, Administrative & Maintenance (describe in Notes)
21518 | All | Building Component - Deluge Fire Sprinkler System | Facilities | Buildings | Building Components | Deluge Fire Sprinkler System | System | 1 | 2015 | TEMP UNITCOST DATA | 100 | 100 | MTC 2015 | 21518 | 1 | Added in RTCI 2015 Update 2015-07-10 | Each | 0 | 0 | 0 | 0 | 0 | 0 | 0 | 2015-06-25 | NULL | Other, Administrative & Maintenance (describe in Notes)
21519 | All | Building Component - Halon Fire Suppressor | Facilities | Buildings | Building Components | Halon Fire Suppressor | System | 1 | 2015 | TEMP UNITCOST DATA | 100 | 100 | MTC 2015 | 21519 | 1 | Added in RTCI 2015 Update 2015-07-10 | Each | 0 | 0 | 0 | 0 | 0 | 0 | 0 | 2015-06-25 | NULL | Other, Administrative & Maintenance (describe in Notes)
21520 | All | Building Component - Ventilation | Facilities | Buildings | Miscellaneous | Building Component - Ventilation | Each | 1 | 2015 | TEMP UNITCOST DATA | 100 | 100 | MTC 2015 | 21520 | 1 | Added in RTCI 2015 Update 2015-07-10 | Each | 0 | 0 | 0 | 0 | 0 | 0 | 0 | 2015-06-25 | NULL | Other, Administrative & Maintenance (describe in Notes)
22000 | All | Storage Yard Related | Facilities | Storage Yard | - | - | Each | 10074580 | 1997 | Old Data | 50 | 35 | TERM Lite v2.2 | 22000 | 1 | NULL | Each | 1 | 0 | 1 | 0 | 0 | 1 | 0 | 2015-05-01 | NULL | Other, Administrative & Maintenance (describe in Notes)
22200 | All | Storage Yard - Unspecified Rail Mode | Facilities | Storage Yard | Rail | - | Each | 6894063.83 | 2003 | HRT Study | 50 | 35 | TERM Lite v2.2 | 22200 | 1 | NULL | Each | 0 | 0 | 1 | 0 | 0 | 1 | 0 | 2015-05-01 | NULL | Other, Administrative & Maintenance (describe in Notes)
22210 | All | Storage Yard - DO NOT USE OBSOLETE. Duplicate of 22200 | Facilities | Storage Yard | Rail | - | Each | 6894063.83 | 2003 | HRT Study | 50 | 35 | TERM Lite v2.2 | 22200 | 0 | This code is a duplicate code of 22200. Please do not use. | Each | 0 | 0 | 1 | 0 | 0 | 1 | 0 | 2015-05-01 | NULL | Other, Administrative & Maintenance (describe in Notes)
22211 | CR | Storage Yard - Commuter Rail | Facilities | Storage Yard | Rail | Commuter Rail | Each | 6894063.83 | 2003 | HRT Study | 50 | 35 | TERM Lite v2.2 | 22211 | 1 | ModeCode must equal CR | Each | 0 | 0 | 1 | 0 | 0 | 1 | 0 | 2015-05-01 | NULL | Other, Administrative & Maintenance (describe in Notes)
22212 | HR | Storage Yard - Heavy Rail | Facilities | Storage Yard | Rail | Heavy Rail | Each | 6894063.83 | 2003 | HRT Study | 50 | 35 | TERM Lite v2.2 | 22212 | 1 | ModeCode must equal HR | Each | 0 | 0 | 1 | 0 | 0 | 1 | 0 | 2015-05-01 | NULL | Other, Administrative & Maintenance (describe in Notes)
22213 | LR | Storage Yard - Light Rail | Facilities | Storage Yard | Rail | Light Rail | Each | 1023203.35 | 2003 | LRT Study | 50 | 35 | TERM Lite v2.2 | 22213 | 1 | ModeCode must equal LR | Each | 0 | 0 | 1 | 0 | 0 | 1 | 0 | 2015-05-01 | NULL | Other, Administrative & Maintenance (describe in Notes)
22300 | All | Storage Yard - Bus Parking | Facilities | Storage Yard | Bus | Bus Parking | Each | 1059000 | 1997 | Old Data | 20 | 15 | TERM Lite v2.2 | 22300 | 1 | NULL | Each | 0 | 0 | 1 | 0 | 0 | 1 | 0 | 2015-05-01 | NULL | Other, Administrative & Maintenance (describe in Notes)
22400 | MB | Bus Turnaround Facility | Facilities | Buildings | Bus Turnaround Facility | - | Each | 250000 | 2008 | Estimate | 40 | 30 | TERM Lite v2.2 | 22400 | 1 | ModeCode must equal MB | Each | 0 | 0 | 1 | 0 | 0 | 1 | 0 | 2015-05-01 | NULL | Other, Administrative & Maintenance (describe in Notes)
23000 | All | Office Furniture & Equipment Related | Facilities | Equipment | - | - | Each | 0 | 1997 | Old Data | 15 | 15 | TERM Lite v2.2 | 23000 | 1 | NULL | Each | 1 | 0 | 0 | 0 | 0 | 0 | 0 | 2015-05-01 | NULL | Other, Administrative & Maintenance (describe in Notes)
23100 | All | Office Computer Related Asset | Facilities | Equipment | MIS/IT/Network Systems | - | Each | 0 | 1997 | Old Data | 6 | 5 | TERM Lite v2.2 | 23100 | 1 | NULL | Each | 0 | 0 | 0 | 0 | 0 | 0 | 0 | 2015-05-01 | NULL | Other, Administrative & Maintenance (describe in Notes)
23101 | All | Office Software (Non-Professional/Non-Specialized) | Facilities | Equipment | MIS/IT/Network Systems | Office Software | Each | 5000 | 2008 | Old Data | 6 | 5 | TERM Lite v2.2 | 23101 | 1 | NULL | Each | 0 | 0 | 0 | 0 | 0 | 0 | 0 | 2015-05-01 | NULL | Other, Administrative & Maintenance (describe in Notes)
23102 | All | Office Computer Hardware (Basic Workstations) | Facilities | Equipment | MIS/IT/Network Systems | Office Computer | Each | 2500 | 2008 | Old Data | 6 | 5 | TERM Lite v2.2 | 23102 | 1 | NULL | Each | 0 | 0 | 0 | 0 | 0 | 0 | 0 | 2015-05-01 | NULL | Other, Administrative & Maintenance (describe in Notes)
23200 | All | Office Furniture | Facilities | Equipment | Furniture | - | Each | 0 | 1997 | Old Data | 12 | 15 | TERM Lite v2.2 | 23200 | 1 | NULL | Each | 0 | 0 | 0 | 0 | 0 | 0 | 0 | 2015-05-01 | NULL | Other, Administrative & Maintenance (describe in Notes)
23300 | All | Maintenance Equipment | Facilities | Equipment | Maintenance | - | Each | 3357000 | 1997 | Old Data | 10 | 15 | TERM Lite v2.2 | 23300 | 1 | NULL | Each | 0 | 0 | 0 | 0 | 0 | 0 | 0 | 2015-05-01 | NULL | Other, Administrative & Maintenance (describe in Notes)
23301 | All | Bus Maintenance Equipment | Facilities | Equipment | Maintenance | Bus | Each | 3357000 | 1997 | Old Data | 10 | 15 | TERM Lite v2.2 | 23301 | 1 | NULL | Each | 0 | 0 | 0 | 0 | 0 | 0 | 0 | 2015-05-01 | NULL | Other, Administrative & Maintenance (describe in Notes)
23310 | All | Rail Maintenance Equipment | Facilities | Equipment | Maintenance | Rail | Each | 4342000 | 1997 | Old Data | 10 | 15 | TERM Lite v2.2 | 23310 | 1 | NULL | Each | 0 | 0 | 0 | 0 | 0 | 0 | 0 | 2015-05-01 | NULL | Other, Administrative & Maintenance (describe in Notes)
23311 | CR | Rail Maintenance Equipment - Commuter Rail | Facilities | Equipment | Maintenance | Rail Commuter Rail | Each | 4342000 | 1997 | Old Data | 10 | 15 | TERM Lite v2.2 | 23310 | 1 | Please use the Mode Code to specify the mode type that this asset refers to, not the asset type. | Each | 0 | 0 | 0 | 0 | 0 | 0 | 0 | 2015-05-01 | NULL | Other, Administrative & Maintenance (describe in Notes)
23312 | HR | Rail Maintenance Equipment - Heavy Rail | Facilities | Equipment | Maintenance | Rail Heavy Rail | Each | 4342000 | 1997 | Old Data | 10 | 15 | TERM Lite v2.2 | 23310 | 0 | Please use the Mode Code to specify the mode type that this asset refers to, not the asset type. | Each | 0 | 0 | 0 | 0 | 0 | 0 | 0 | 2015-05-01 | NULL | Other, Administrative & Maintenance (describe in Notes)
23313 | LR | Rail Maintenance Equipment - Light Rail | Facilities | Equipment | Maintenance | Rail Light Rail | Each | 4342000 | 1997 | Old Data | 10 | 15 | TERM Lite v2.2 | 23310 | 0 | Please use the Mode Code to specify the mode type that this asset refers to, not the asset type. | Each | 0 | 0 | 0 | 0 | 0 | 0 | 0 | 2015-05-01 | NULL | Other, Administrative & Maintenance (describe in Notes)
23400 | All | Pollution Treatment | Facilities | Equipment | Maintenance | Pollution Treatment | Each | 11921000 | 1997 | Old Data | 30 | 20 | TERM Lite v2.2 | 23400 | 1 | NULL | Each | 0 | 0 | 0 | 0 | 0 | 0 | 0 | 2015-05-01 | NULL | Other, Administrative & Maintenance (describe in Notes)
23402 | MB | Bus Washer | Facilities | Equipment | Maintenance | Bus Washer | Each | 614401 | 2010 | MTC | 20 | 15 | TERM Lite v2.2 | 23402 | 1 | ModeCode must equal MB | Each | 0 | 0 | 0 | 0 | 0 | 0 | 0 | 2015-05-01 | NULL | Other, Administrative & Maintenance (describe in Notes)
23403 | All | Train Washer | Facilities | Equipment | Maintenance | Train Washer | Each | 2075216 | 2010 | MTC | 40 | 30 | TERM Lite v2.2 | 23403 | 1 | NULL | Each | 0 | 0 | 0 | 0 | 0 | 0 | 0 | 2015-05-01 | NULL | Other, Administrative & Maintenance (describe in Notes)
23404 | All | Vehicle Paintbooth | Facilities | Equipment | Maintenance | Vehicle Paintbooth | Each | 1228804 | 2010 | MTC | 20 | 15 | TERM Lite v2.2 | 23404 | 1 | NULL | Each | 0 | 0 | 0 | 0 | 0 | 0 | 0 | 2015-05-01 | NULL | Other, Administrative & Maintenance (describe in Notes)
23405 | All | Refueling Equipment - Fuel Island | Facilities | Equipment | Maintenance | Fuel Island | Each | 246017 | 2010 | MTC | 20 | 15 | TERM Lite v2.2 | 23405 | 1 | NULL | Each | 0 | 0 | 0 | 0 | 0 | 0 | 0 | 2015-05-01 | NULL | Other, Administrative & Maintenance (describe in Notes)
23406 | MB | Dynamometers | Facilities | Equipment | Maintenance | Dynamometers | Each | 257972 | 2010 | MTC | 15 | 10 | TERM Lite v2.2 | 23406 | 1 | ModeCode must equal MB | Each | 0 | 0 | 0 | 0 | 0 | 0 | 0 | 2015-05-01 | NULL | Other, Administrative & Maintenance (describe in Notes)
23407 | MB | Lifts - Portable | Facilities | Equipment | Maintenance | Lifts - Portable | Each | 53426 | 2010 | MTC | 15 | 10 | TERM Lite v2.2 | 23407 | 1 | ModeCode must equal MB | Each | 0 | 0 | 0 | 0 | 0 | 0 | 0 | 2015-05-01 | NULL | Other, Administrative & Maintenance (describe in Notes)
23408 | MB | Lifts - Fixed | Facilities | Equipment | Maintenance | Lifts - Fixed | Each | 430082 | 2010 | MTC | 20 | 15 | TERM Lite v2.2 | 23408 | 1 | ModeCode must equal MB | Each | 0 | 0 | 0 | 0 | 0 | 0 | 0 | 2015-05-01 | NULL | Other, Administrative & Maintenance (describe in Notes)
23409 | All | Wheel truing machines | Facilities | Equipment | Maintenance | Wheel truing machines | Each | 276481 | 2010 | MTC | 25 | 20 | TERM Lite v2.2 | 23409 | 1 | NULL | Each | 0 | 0 | 0 | 0 | 0 | 0 | 0 | 2015-05-01 | NULL | Other, Administrative & Maintenance (describe in Notes)
23410 | All | Brake Lathe | Facilities | Equipment | Maintenance | Brake Lathe | Each | 37398 | 2010 | MTC | 25 | 20 | TERM Lite v2.2 | 23410 | 1 | NULL | Each | 0 | 0 | 0 | 0 | 0 | 0 | 0 | 2015-05-01 | NULL | Other, Administrative & Maintenance (describe in Notes)
23411 | All | Refueling Equipment - Fuel Tank | Facilities | Equipment | Maintenance | Fuel Tank | Each | 100000 | 2012 | Place Holder | 25 | 20 | TERM Lite v2.2 | 23411 | 1 | NULL | Each | 0 | 0 | 0 | 0 | 0 | 0 | 0 | 2015-05-01 | NULL | Other, Administrative & Maintenance (describe in Notes)
23412 | All | Lifts - Fixed: In Floor | Facilities | Equipment | Maintenance | Lifts - Fixed: In Floor | Each | 25000 | 2012 | Place Holder | 25 | 20 | TERM Lite v2.2 | 23412 | 1 | NULL | Each | 0 | 0 | 0 | 0 | 0 | 0 | 0 | 2015-05-01 | NULL | Other, Administrative & Maintenance (describe in Notes)
23413 | All | Lifts - Fixed: Parallelogram | Facilities | Equipment | Maintenance | Lifts - Fixed: Parallelogram | Each | 25000 | 2012 | Place Holder | 25 | 20 | TERM Lite v2.2 | 23413 | 1 | NULL | Each | 0 | 0 | 0 | 0 | 0 | 0 | 0 | 2015-05-01 | NULL | Other, Administrative & Maintenance (describe in Notes)
23414 | All | Wheel Presses | Facilities | Equipment | Maintenance | Wheel Presses | Each | 50000 | 2012 | Place Holder | 25 | 20 | TERM Lite v2.2 | 23414 | 1 | NULL | Each | 0 | 0 | 0 | 0 | 0 | 0 | 0 | 2015-05-01 | NULL | Other, Administrative & Maintenance (describe in Notes)
23415 | All | Turntables, Truck | Facilities | Equipment | Maintenance | Turntables, Truck | Each | 50000 | 2012 | Place Holder | 25 | 20 | TERM Lite v2.2 | 23415 | 1 | NULL | Each | 0 | 0 | 0 | 0 | 0 | 0 | 0 | 2015-05-01 | NULL | Other, Administrative & Maintenance (describe in Notes)
23416 | All | Air Compressor | Facilities | Equipment | Maintenance | Air Compressor | Each | 25000 | 2012 | Place Holder | 25 | 20 | TERM Lite v2.2 | 23416 | 1 | NULL | Each | 0 | 0 | 0 | 0 | 0 | 0 | 0 | 2015-05-01 | NULL | Other, Administrative & Maintenance (describe in Notes)
23417 | All | Cart | Facilities | Equipment | Maintenance | Cart | Each | 25000 | 2012 | Place Holder | 25 | 20 | TERM Lite v2.2 | 23417 | 1 | NULL | Each | 0 | 0 | 0 | 0 | 0 | 0 | 0 | 2015-05-01 | NULL | Other, Administrative & Maintenance (describe in Notes)
23418 | All | Hoist | Facilities | Equipment | Maintenance | Hoist | Each | 100000 | 2012 | Place Holder | 25 | 20 | TERM Lite v2.2 | 23418 | 1 | NULL | Each | 0 | 0 | 0 | 0 | 0 | 0 | 0 | 2015-05-01 | NULL | Other, Administrative & Maintenance (describe in Notes)
23419 | All | Scrubber, Sprayer | Facilities | Equipment | Maintenance | Scrubber, Sprayer | Each | 50000 | 2012 | Place Holder | 25 | 20 | TERM Lite v2.2 | 23419 | 1 | NULL | Each | 0 | 0 | 0 | 0 | 0 | 0 | 0 | 2015-05-01 | NULL | Other, Administrative & Maintenance (describe in Notes)
23420 | All | Miscellaneous Equipment | Facilities | Equipment | Maintenance | Misc Equip | Each | 25000 | 2012 | Place Holder | 25 | 20 | TERM Lite v2.2 | 23420 | 1 | NULL | Each | 0 | 0 | 0 | 0 | 0 | 0 | 0 | 2015-05-01 | NULL | Other, Administrative & Maintenance (describe in Notes)
23421 | All | Overhead Crane (Heavy Duty) | Facilities | Equipment | Maintenance | Overhead Crane (Heavy Duty) | Each | 1 | 2015 | TEMP UNITCOST DATA | 100 | 100 | MTC 2015 | 23421 | 1 | Added in RTCI 2015 Update 2015-07-10 | Each | 0 | 0 | 0 | 0 | 0 | 0 | 0 | 2015-06-25 | NULL | Other, Administrative & Maintenance (describe in Notes)
23422 | All | Parts Carousel | Facilities | Equipment | Maintenance | Parts Carousel | Each | 1 | 2015 | TEMP UNITCOST DATA | 100 | 100 | MTC 2015 | 23422 | 1 | Added in RTCI 2015 Update 2015-07-10 | Each | 0 | 0 | 0 | 0 | 0 | 0 | 0 | 2015-06-25 | NULL | Other, Administrative & Maintenance (describe in Notes)
23423 | All | Parts Washer | Facilities | Equipment | Maintenance | Parts Washer | Each | 1 | 2015 | TEMP UNITCOST DATA | 100 | 100 | MTC 2015 | 23423 | 1 | Added in RTCI 2015 Update 2015-07-10 | Each | 0 | 0 | 0 | 0 | 0 | 0 | 0 | 2015-06-25 | NULL | Other, Administrative & Maintenance (describe in Notes)
23424 | All | Trash Compactor | Facilities | Equipment | Maintenance | Building Component - Ventilation | Each | 1 | 2015 | TEMP UNITCOST DATA | 100 | 100 | MTC 2015 | 23424 | 1 | Added in RTCI 2015 Update 2015-07-10 | Each | 0 | 0 | 0 | 0 | 0 | 0 | 0 | 2015-06-25 | NULL | Other, Administrative & Maintenance (describe in Notes)
23430 | All | CNG Refueling Station | Facilities | Equipment | Maintenance | CNG Refueling Station | Each | 1000000 | 2012 | Place Holder | 25 | 20 | TERM Lite v2.2 | 23430 | 1 | NULL | Each | 0 | 0 | 0 | 0 | 0 | 0 | 0 | 2015-05-01 | NULL | Other, Administrative & Maintenance (describe in Notes)
24000 | All | Major Shops Related | Facilities | Major Shops | - | - | Each | 11921000 | 1997 | Old Data | 50 | 35 | TERM Lite v2.2 | 24000 | 1 | NULL | Each | 1 | 0 | 1 | 0 | 0 | 1 | 0 | 2015-05-01 | NULL | Maintenance Facility (Service and Inspection)
24100 | All | Major Rail Shops | Facilities | Major Shops | Rail | - | Each | 11921000 | 1997 | Old Data | 50 | 35 | TERM Lite v2.2 | 24100 | 1 | NULL | Each | 0 | 0 | 1 | 0 | 0 | 1 | 0 | 2015-05-01 | NULL | Maintenance Facility (Service and Inspection)
24101 | CR | Major Rail Shops - Commuter Rail | Facilities | Major Shops | Rail | Commuter Rail | Each | 11921000 | 1997 | Old Data | 50 | 35 | TERM Lite v2.2 | 24100 | 0 | Please use the Mode Code to specify the mode type that this asset refers to, not the asset type. | Each | 0 | 0 | 1 | 0 | 0 | 1 | 0 | 2015-05-01 | NULL | Maintenance Facility (Service and Inspection)
24102 | HR | Major Rail Shops - Heavy Rail | Facilities | Major Shops | Rail | Heavy Rail | Each | 11921000 | 1997 | Old Data | 50 | 35 | TERM Lite v2.2 | 24100 | 0 | Please use the Mode Code to specify the mode type that this asset refers to, not the asset type. | Each | 0 | 0 | 1 | 0 | 0 | 1 | 0 | 2015-05-01 | NULL | Maintenance Facility (Service and Inspection)
24103 | LR | Major Rail Shops - Light Rail | Facilities | Major Shops | Rail | Light Rail | Each | 11921000 | 1997 | Old Data | 50 | 35 | TERM Lite v2.2 | 24100 | 0 | Please use the Mode Code to specify the mode type that this asset refers to, not the asset type. | Each | 0 | 0 | 1 | 0 | 0 | 1 | 0 | 2015-05-01 | NULL | Maintenance Facility (Service and Inspection)
24200 | All | Major Bus Shops | Facilities | Major Shops | Bus | - | Each | 6822000 | 1997 | Old Data | 50 | 35 | TERM Lite v2.2 | 24200 | 1 | NULL | Each | 0 | 0 | 1 | 0 | 0 | 1 | 0 | 2015-05-01 | NULL | Maintenance Facility (Service and Inspection)
25000 | All | Train Control Center Related | Facilities | Central Control | - | - | Each | 5821000 | 1997 | Old Data | 50 | 35 | TERM Lite v2.2 | 25000 | 1 | NULL | Each | 1 | 0 | 1 | 0 | 0 | 1 | 0 | 2015-05-01 | NULL | Other, Administrative & Maintenance (describe in Notes)
30000 | All | Train Control, Electrification, Comm, Revenue Collection & Utilities Related | Systems | - | - | - | Track Feet | 447.35 | 2003 | LRT Study | 40 | 30 | TERM Lite v2.2 | 30000 | 1 | NULL | Linear Feet | 1 | 0 | 0 | 0 | 0 | 0 | 0 | 2015-05-01 | NULL | NULL
30001 | CR | Train Control, Electrification, Communications, Revenue Collection & Utilities Generic - CR | Systems | CR | - | - | Track Feet | 447.35 | 2003 | LRT Study | 40 | 30 | TERM Lite v2.2 | 30000 | 0 | Please use the Mode Code to specify the mode type that this asset refers to, not the asset type. | Track Feet | 1 | 0 | 0 | 0 | 0 | 0 | 0 | 2015-05-01 | NULL | NULL
30002 | HR | Train Control, Electrification, Comm, Revenue Collection & Utilities - HR | Systems | HR | - | - | Track Feet | 1437 | 2003 | HRT Study | 40 | 30 | TERM Lite v2.2 | 30002 | 1 | ModeCode must equal HR | Track Feet | 1 | 0 | 0 | 0 | 0 | 0 | 0 | 2015-05-01 | NULL | NULL
30003 | LR | Train Control, Electrification, Communications, Revenue Collection & Utilities Generic - LR | Systems | LR | - | - | Track Feet | 447.35 | 2003 | LRT Study | 40 | 30 | TERM Lite v2.2 | 30000 | 0 | Please use the Mode Code to specify the mode type that this asset refers to, not the asset type. | Track Feet | 1 | 0 | 0 | 0 | 0 | 0 | 0 | 2015-05-01 | NULL | NULL
31000 | All | Train Control Related | Systems | Train Control | - | - | Track Feet | 243.1425 | 2008 | LRT Study | 40 | 30 | TERM Lite v2.2 | 31000 | 1 | NULL | Track Feet | 1 | 0 | 0 | 0 | 0 | 0 | 0 | 2015-05-01 | NULL | NULL
31001 | CR | Train Control - Commuter Rail | Systems | Train Control | Commuter Rail | - | Track Feet | 243.1425 | 2008 | LRT Study | 40 | 30 | TERM Lite v2.2 | 31001 | 1 | ModeCode must equal CR | Track Feet | 0 | 0 | 0 | 0 | 0 | 0 | 0 | 2015-05-01 | NULL | NULL
31002 | HR | Train Control - Heavy Rail | Systems | Train Control | Heavy Rail | - | Track Feet | 854.4881 | 2008 | HRT Study | 40 | 30 | TERM Lite v2.2 | 31002 | 1 | ModeCode must equal HR | Track Feet | 0 | 0 | 0 | 0 | 0 | 0 | 0 | 2015-05-01 | NULL | NULL
31003 | LR | Train Control - Light Rail | Systems | Train Control | Light Rail | - | Track Feet | 243.1425 | 2008 | LRT Study | 40 | 30 | TERM Lite v2.2 | 31003 | 1 | ModeCode must equal LR | Track Feet | 0 | 0 | 0 | 0 | 0 | 0 | 0 | 2015-05-01 | NULL | NULL
31100 | All | Wayside Train Control | Systems | Train Control | Wayside Train Control | - | Track Feet Guideway | 243.1425 | 2008 | LRT Study | 40 | 30 | TERM Lite v2.2 | 31100 | 1 | NULL | Track Feet | 0 | 0 | 0 | 0 | 0 | 0 | 0 | 2015-05-01 | NULL | NULL
31101 | CR | Wayside Train Control - Commuter Rail | Systems | Train Control | Wayside Train Control | Commuter Rail | Track Feet Guideway | 243.1425 | 2008 | LRT Study | 40 | 30 | TERM Lite v2.2 | 31101 | 1 | ModeCode must equal CR | Track Feet | 0 | 0 | 0 | 0 | 0 | 0 | 0 | 2015-05-01 | NULL | NULL
31102 | HR | Wayside Train Control - Heavy Rail | Systems | Train Control | Wayside Train Control | Heavy Rail | Track Feet Guideway | 518 | 2003 | HRT Study | 40 | 30 | TERM Lite v2.2 | 31102 | 1 | ModeCode must equal HR | Track Feet | 0 | 0 | 0 | 0 | 0 | 0 | 0 | 2015-05-01 | NULL | NULL
31103 | LR | Wayside Train Control - Light Rail | Systems | Train Control | Wayside Train Control | Light Rail | Track Feet Guideway | 243.1425 | 2008 | LRT Study | 40 | 30 | TERM Lite v2.2 | 31103 | 1 | ModeCode must equal LR | Track Feet | 0 | 0 | 0 | 0 | 0 | 0 | 0 | 2015-05-01 | NULL | NULL
31110 | All | Wayside Train Control - Signals & Train Stops | Systems | Train Control | Wayside Train Control | Signals & Train Stops | Track Feet Guideway | 243.1425 | 2008 | HRT Study | 40 | 30 | TERM Lite v2.2 | 31110 | 1 | NULL | Track Feet | 0 | 0 | 0 | 0 | 0 | 0 | 0 | 2015-05-01 | NULL | NULL
31111 | CR | Wayside Train Control - Signals & Train Stops Commuter Rail | Systems | Train Control | Wayside Train Control | Signals & Train Stops Commuter Rail | Track Feet Guideway | 243.1425 | 2008 | HRT Study | 40 | 30 | TERM Lite v2.2 | 31111 | 1 | ModeCode must equal CR | Track Feet | 0 | 0 | 0 | 0 | 0 | 0 | 0 | 2015-05-01 | NULL | NULL
31112 | HR | Wayside Train Control - Signals & Train Stops Heavy Rail | Systems | Train Control | Wayside Train Control | Signals & Train Stops Heavy Rail | Track Feet Guideway | 518 | 2003 | HRT Study | 40 | 30 | TERM Lite v2.2 | 31112 | 1 | ModeCode must equal HR | Track Feet | 0 | 0 | 0 | 0 | 0 | 0 | 0 | 2015-05-01 | NULL | NULL
31113 | LR | Wayside Train Control - Signals & Train Stops Light Rail | Systems | Train Control | Wayside Train Control | Signals & Train Stops Light Rail | Track Feet Guideway | 243.1425 | 2008 | HRT Study | 40 | 30 | TERM Lite v2.2 | 31113 | 1 | ModeCode must equal LR | Track Feet | 0 | 0 | 0 | 0 | 0 | 0 | 0 | 2015-05-01 | NULL | NULL
31114 | All | Wayside Train Control - Automatic Transfer Panel | Systems | Train Control | Wayside Train Control | Automatic Transfer Panel | Each | 25000 | 2012 | Place Holder | 40 | 30 | TERM Lite v2.2 | 31114 | 1 | NULL | Each | 0 | 0 | 0 | 0 | 0 | 0 | 0 | 2015-05-01 | NULL | NULL
31115 | All | Wayside Train Control - Battery Equip | Systems | Train Control | Wayside Train Control | Battery Equip | Each | 25000 | 2012 | Place Holder | 40 | 30 | TERM Lite v2.2 | 31115 | 1 | NULL | Each | 0 | 0 | 0 | 0 | 0 | 0 | 0 | 2015-05-01 | NULL | NULL
31116 | All | Wayside Train Control - Bonds | Systems | Train Control | Wayside Train Control | Bonds | Each | 25000 | 2012 | Place Holder | 40 | 30 | TERM Lite v2.2 | 31116 | 1 | NULL | Each | 0 | 0 | 0 | 0 | 0 | 0 | 0 | 2015-05-01 | NULL | NULL
31117 | All | Wayside Train Control - Control Panel (local) | Systems | Train Control | Wayside Train Control | Control Panel (local) | Each | 25000 | 2012 | Place Holder | 40 | 30 | TERM Lite v2.2 | 31117 | 1 | NULL | Each | 0 | 0 | 0 | 0 | 0 | 0 | 0 | 2015-05-01 | NULL | NULL
31118 | All | Wayside Train Control - Intrusion Detection Warning System | Systems | Train Control | Wayside Train Control | Intrusion Detection Warning System | Each | 25000 | 2012 | Place Holder | 40 | 30 | TERM Lite v2.2 | 31118 | 1 | NULL | Each | 0 | 0 | 0 | 0 | 0 | 0 | 0 | 2015-05-01 | NULL | NULL
31119 | All | Wayside Train Control - Logical Controller | Systems | Train Control | Wayside Train Control | Logical Controller | Each | 25000 | 2012 | Place Holder | 40 | 30 | TERM Lite v2.2 | 31119 | 1 | NULL | Each | 0 | 0 | 0 | 0 | 0 | 0 | 0 | 2015-05-01 | NULL | NULL
31120 | All | Wayside Train Control - Marker Coil | Systems | Train Control | Wayside Train Control | Marker Coil | Each | 25000 | 2012 | Place Holder | 40 | 30 | TERM Lite v2.2 | 31120 | 1 | NULL | Each | 0 | 0 | 0 | 0 | 0 | 0 | 0 | 2015-05-01 | NULL | NULL
31121 | All | Wayside Train Control - Train Control Cable - Do Not Use | Systems | Train Control | Wayside Train Control | Train Control Cable | Track Feet Guideway | 17 | 1997 | Old Data | 40 | 30 | TERM Lite v2.2 | 31135 | 0 | Duplicate of 31135. Retired. | Track Feet | 0 | 0 | 0 | 0 | 0 | 0 | 0 | 2015-05-01 | NULL | NULL
31122 | All | Wayside Train Control - Signal Bridge | Systems | Train Control | Wayside Train Control | Signal Bridge | Each | 1105000 | 2008 | Old Data | 40 | 30 | TERM Lite v2.2 | 31122 | 1 | NULL | Each | 0 | 0 | 0 | 0 | 0 | 0 | 0 | 2015-05-01 | NULL | NULL
31123 | All | Wayside Train Control - Power Supplies | Systems | Train Control | Wayside Train Control | Power Supplies | Each | 25000 | 2012 | Place Holder | 40 | 30 | TERM Lite v2.2 | 31123 | 1 | NULL | Each | 0 | 0 | 0 | 0 | 0 | 0 | 0 | 2015-05-01 | NULL | NULL
31124 | All | Wayside Train Control - Power Supplies UPS | Systems | Train Control | Wayside Train Control | Power Supplies-UPS | Each | 25000 | 2012 | Place Holder | 40 | 30 | TERM Lite v2.2 | 31124 | 1 | NULL | Each | 0 | 0 | 0 | 0 | 0 | 0 | 0 | 2015-05-01 | NULL | NULL
31125 | All | Wayside Train Control - Receiver | Systems | Train Control | Wayside Train Control | Receiver | Each | 25000 | 2012 | Place Holder | 40 | 30 | TERM Lite v2.2 | 31125 | 1 | NULL | Each | 0 | 0 | 0 | 0 | 0 | 0 | 0 | 2015-05-01 | NULL | NULL
31126 | All | Wayside Train Control - Relays | Systems | Train Control | Wayside Train Control | Relays | Each | 25000 | 2012 | Place Holder | 40 | 30 | TERM Lite v2.2 | 31126 | 1 | NULL | Each | 0 | 0 | 0 | 0 | 0 | 0 | 0 | 2015-05-01 | NULL | NULL
31127 | All | Wayside Train Control - Relay Cabinet | Systems | Train Control | Wayside Train Control | Relay Cabinet | Each | 25000 | 2012 | Place Holder | 40 | 30 | TERM Lite v2.2 | 31127 | 1 | NULL | Each | 0 | 0 | 0 | 0 | 0 | 0 | 0 | 2015-05-01 | NULL | NULL
31128 | All | Wayside Train Control - Relay House (Bungalow) | Systems | Train Control | Wayside Train Control | Relay House (Bungalow) | Each | 100000 | 2012 | Place Holder | 40 | 30 | TERM Lite v2.2 | 31128 | 1 | NULL | Each | 0 | 0 | 0 | 0 | 0 | 0 | 0 | 2015-05-01 | NULL | NULL
31129 | All | Wayside Train Control - Repeater Signal | Systems | Train Control | Wayside Train Control | Repeater Signal | Each | 25000 | 2012 | Place Holder | 40 | 30 | TERM Lite v2.2 | 31129 | 1 | NULL | Each | 0 | 0 | 0 | 0 | 0 | 0 | 0 | 2015-05-01 | NULL | NULL
31130 | All | Wayside Train Control - RTU | Systems | Train Control | Wayside Train Control | RTU | Each | 25000 | 2012 | Place Holder | 40 | 30 | TERM Lite v2.2 | 31130 | 1 | NULL | Each | 0 | 0 | 0 | 0 | 0 | 0 | 0 | 2015-05-01 | NULL | NULL
31131 | All | Wayside Train Control - Signals | Systems | Train Control | Wayside Train Control | Signals | Track Feet Guideway | 243.1425 | 2008 | HRT Study | 40 | 30 | TERM Lite v2.2 | 31131 | 1 | NULL | Track Feet | 0 | 0 | 0 | 0 | 0 | 0 | 0 | 2015-05-01 | NULL | NULL
31132 | All | Wayside Train Control - STAP (Station Processor) | Systems | Train Control | Wayside Train Control | STAP (Station Processor) | Each | 25000 | 2012 | Place Holder | 40 | 30 | TERM Lite v2.2 | 31132 | 1 | NULL | Each | 0 | 0 | 0 | 0 | 0 | 0 | 0 | 2015-05-01 | NULL | NULL
31133 | All | Wayside Train Control - TPSS Feeds | Systems | Train Control | Wayside Train Control | TPSS Feeds | Track Feet Guideway | 97 | 1997 | Old Data | 40 | 30 | TERM Lite v2.2 | 31133 | 1 | NULL | Track Feet | 0 | 0 | 0 | 0 | 0 | 0 | 0 | 2015-05-01 | NULL | NULL
31134 | All | Wayside Train Control - Track Circuit | Systems | Train Control | Wayside Train Control | Track Circuit | Track Feet Guideway | 97 | 1997 | Old Data | 40 | 30 | TERM Lite v2.2 | 31134 | 1 | NULL | Track Feet | 0 | 0 | 0 | 0 | 0 | 0 | 0 | 2015-05-01 | NULL | NULL
31135 | All | Wayside Train Control - Train Control Cable | Systems | Train Control | Wayside Train Control | Train Control Cable | Track Feet Guideway | 97 | 1997 | Old Data | 40 | 30 | TERM Lite v2.2 | 31135 | 1 | NULL | Track Feet | 0 | 0 | 0 | 0 | 0 | 0 | 0 | 2015-05-01 | NULL | NULL
31136 | All | Wayside Train Control - Train Stop | Systems | Train Control | Wayside Train Control | Train Stop | Each | 25000 | 2012 | Place Holder | 40 | 30 | TERM Lite v2.2 | 31136 | 1 | NULL | Each | 0 | 0 | 0 | 0 | 0 | 0 | 0 | 2015-05-01 | NULL | NULL
31137 | All | Wayside Train Control - Programmed Station Stop System | Systems | Train Control | Wayside Train Control | Programmed Station Stop System | Each | 25000 | 2012 | Place Holder | 40 | 30 | TERM Lite v2.2 | 31137 | 1 | NULL | Each | 0 | 0 | 0 | 0 | 0 | 0 | 0 | 2015-05-01 | NULL | NULL
31138 | All | Wayside Train Control - Other | Systems | Train Control | Wayside Train Control | Other | Each | 25000 | 2012 | Place Holder | 40 | 30 | TERM Lite v2.2 | 31138 | 1 | NULL | Each | 0 | 0 | 0 | 0 | 0 | 0 | 0 | 2015-05-01 | NULL | NULL
31200 | All | Train Control, Cab Signaling Equipment | Systems | Train Control | Onboard Train Control (cab signaling) | - | Each | 100000 | 2012 | Place Holder | 40 | 30 | TERM Lite v2.2 | 31200 | 1 | NULL | Each | 0 | 0 | 0 | 0 | 0 | 0 | 0 | 2015-05-01 | NULL | NULL
31201 | All | Train Control, Cab Signaling On-board Computer System | Systems | Train Control | Onboard Train Control (cab signaling) | Onboard Computer Systems | Each | 100000 | 2012 | Place Holder | 40 | 30 | TERM Lite v2.2 | 31201 | 1 | NULL | Each | 0 | 0 | 0 | 0 | 0 | 0 | 0 | 2015-05-01 | NULL | NULL
31202 | All | Onboard Train Control (cab signaling) - Receiver | Systems | Train Control | Onboard Train Control (cab signaling) | Receiver | Each | 100000 | 2012 | Place Holder | 40 | 30 | TERM Lite v2.2 | 31202 | 1 | NULL | Each | 0 | 0 | 0 | 0 | 0 | 0 | 0 | 2015-05-01 | NULL | NULL
31203 | All | Train Control, Cab Signaling Equipment - Other | Systems | Train Control | Onboard Train Control (cab signaling) | Other | Each | 100000 | 2012 | Place Holder | 40 | 30 | TERM Lite v2.2 | 31203 | 1 | NULL | Each | 0 | 0 | 0 | 0 | 0 | 0 | 0 | 2015-05-01 | NULL | NULL
31250 | All | Train Control - Communications | Systems | Train Control | Communications | - | Track Feet Guideway | 243.1425 | 2012 | Place Holder | 40 | 30 | TERM Lite v2.2 | 31250 | 1 | NULL | Track Feet | 0 | 0 | 0 | 0 | 0 | 0 | 0 | 2015-05-01 | NULL | NULL
31251 | All | Data Transmission Unit | Systems | Train Control | Communications | Data Transmission Unit | Each | 100000 | 2012 | Place Holder | 40 | 30 | TERM Lite v2.2 | 31251 | 1 | NULL | Each | 0 | 0 | 0 | 0 | 0 | 0 | 0 | 2015-05-01 | NULL | NULL
31252 | All | Train Wayside Comm | Systems | Train Control | Communications | Train Wayside Comm | Track Feet Guideway | 243.1425 | 2008 | HRT Study | 40 | 30 | TERM Lite v2.2 | 31252 | 1 | NULL | Track Feet | 0 | 0 | 0 | 0 | 0 | 0 | 0 | 2015-05-01 | NULL | NULL
31253 | All | Train Control Transmitter | Systems | Train Control | Communications | Transmitter | Each | 100000 | 2012 | Place Holder | 40 | 30 | TERM Lite v2.2 | 31253 | 1 | NULL | Each | 0 | 0 | 0 | 0 | 0 | 0 | 0 | 2015-05-01 | NULL | NULL
31300 | All | Centralized Train Control Related | Systems | Train Control | Centralized Train Control | - | Each | 11937443.07 | 1997 | Old Data | 40 | 30 | TERM Lite v2.2 | 31300 | 1 | NULL | Each | 0 | 0 | 0 | 0 | 0 | 0 | 0 | 2015-05-01 | NULL | NULL
31301 | CR | Centralized Train Control - Commuter Rail | Systems | Train Control | Centralized Train Control | Commuter Rail | Each | 11937443.07 | 1997 | Old Data | 40 | 30 | TERM Lite v2.2 | 31301 | 1 | ModeCode must equal CR | Each | 0 | 0 | 0 | 0 | 0 | 0 | 0 | 2015-05-01 | NULL | NULL
31302 | HR | Centralized Train Control - Heavy Rail | Systems | Train Control | Centralized Train Control | Heavy Rail | Each | 20714374.98 | 1997 | Old Data | 40 | 30 | TERM Lite v2.2 | 31302 | 1 | ModeCode must equal HR | Each | 0 | 0 | 0 | 0 | 0 | 0 | 0 | 2015-05-01 | NULL | NULL
31303 | LR | Centralized Train Control - Light Rail | Systems | Train Control | Centralized Train Control | Light Rail | Each | 11937443.07 | 1997 | Old Data | 40 | 30 | TERM Lite v2.2 | 31303 | 1 | ModeCode must equal LR | Each | 0 | 0 | 0 | 0 | 0 | 0 | 0 | 2015-05-01 | NULL | NULL
31305 | LR | Centralized Train Control - Control Room (central) | Systems | Train Control | Centralized Train Control | Control Room (central) | Each | 11937443.07 | 1997 | Old Data | 40 | 30 | TERM Lite v2.2 | 31305 | 1 |  | Each | 0 | 0 | 0 | 0 | 0 | 0 | 0 | 2015-05-01 | NULL | NULL
31306 | LR | Centralized Train Control - Logical Controller | Systems | Train Control | Centralized Train Control | Logical Controller | Each | 11937443.07 | 1997 | Old Data | 40 | 30 | TERM Lite v2.2 | 31306 | 1 |  | Each | 0 | 0 | 0 | 0 | 0 | 0 | 0 | 2015-05-01 | NULL | NULL
31307 | LR | Centralized Train Control - Power Supplies | Systems | Train Control | Centralized Train Control | Power Supplies | Each | 11937443.07 | 1997 | Old Data | 40 | 30 | TERM Lite v2.2 | 31307 | 1 |  | Each | 0 | 0 | 0 | 0 | 0 | 0 | 0 | 2015-05-01 | NULL | NULL
31308 | LR | Centralized Train Control - Receiver | Systems | Train Control | Centralized Train Control | Receiver | Each | 11937443.07 | 1997 | Old Data | 40 | 30 | TERM Lite v2.2 | 31308 | 1 |  | Each | 0 | 0 | 0 | 0 | 0 | 0 | 0 | 2015-05-01 | NULL | NULL
31400 | All | Gates, Flashers, Crossings | Systems | Train Control | Roadway Crossings | - | Each | 190000 | 1997 | Old Data | 25 | 30 | TERM Lite v2.2 | 31400 | 1 | NULL | Each | 0 | 0 | 0 | 0 | 0 | 0 | 0 | 2015-05-01 | NULL | NULL
31401 | CR | Gates, Flashers, Crossings - Commuter Rail | Systems | Train Control | Roadway Crossings | Commuter Rail | Each | 190000 | 1997 | Old Data | 25 | 30 | TERM Lite v2.2 | 31400 | 0 | Please use the Mode Code to specify the mode type that this asset refers to, not the asset type. | Each | 0 | 0 | 0 | 0 | 0 | 0 | 0 | 2015-05-01 | NULL | NULL
31402 | HR | Gates, Flashers, Crossings - Heavy Rail | Systems | Train Control | Roadway Crossings | Heavy Rail | Each | 190000 | 1997 | Old Data | 25 | 30 | TERM Lite v2.2 | 31400 | 0 | Please use the Mode Code to specify the mode type that this asset refers to, not the asset type. | Each | 0 | 0 | 0 | 0 | 0 | 0 | 0 | 2015-05-01 | NULL | NULL
31403 | LR | Gates, Flashers, Crossings - Light Rail | Systems | Train Control | Roadway Crossings | Light Rail | Each | 190000 | 1997 | Old Data | 25 | 30 | TERM Lite v2.2 | 31400 | 0 | Please use the Mode Code to specify the mode type that this asset refers to, not the asset type. | Each | 0 | 0 | 0 | 0 | 0 | 0 | 0 | 2015-05-01 | NULL | NULL
31404 | LR | Gates, Flashers, Crossings - Grade Crossing System | Systems | Train Control | Roadway Crossings | Grade Crossing System | Each | 190000 | 1997 | Old Data | 25 | 30 | TERM Lite v2.2 | 31400 | 0 | Please use the Mode Code to specify the mode type that this asset refers to, not the asset type. | Each | 0 | 0 | 0 | 0 | 0 | 0 | 0 | 2015-05-01 | NULL | NULL
31405 | LR | Crossing Gate Arm | Systems | Train Control | Roadway Crossings | Crossing Gate Arm | Each | 25000 | 2012 | Place Holder | 25 | 30 | TERM Lite v2.2 | 31405 | 1 |  | Each | 0 | 0 | 0 | 0 | 0 | 0 | 0 | 2015-05-01 | NULL | NULL
31410 | All | Roadway Traffic Signals | Systems | Train Control | Roadway Traffic Signals | - | Intersection | 25000 | 2010 | Place Holder | 15 | 12 | TERM Lite v2.2 | 31410 | 1 | NULL | Each | 0 | 0 | 0 | 0 | 0 | 0 | 0 | 2015-05-01 | NULL | NULL
31500 | All | Interlockings | Systems | Train Control | Interlockings | - | Each | 1624043 | 1997 | Old Data | 40 | 30 | TERM Lite v2.2 | 31500 | 1 | NULL | Each | 0 | 0 | 0 | 0 | 0 | 0 | 0 | 2015-05-01 | NULL | NULL
31510 | All | Switch Machine | Systems | Train Control | Interlockings | Switch Machine | Each | 1624043 | 1997 | Old Data | 40 | 30 | TERM Lite v2.2 | 31510 | 1 | NULL | Each | 0 | 0 | 0 | 0 | 0 | 0 | 0 | 2015-05-01 | NULL | NULL
31511 | All | Switch Machine - Manual Ballasted | Systems | Train Control | Interlockings | Switch Machine - Manual Ballasted | Each | 1624043 | 1997 | Old Data | 40 | 30 | TERM Lite v2.2 | 31511 | 1 | NULL | Each | 0 | 0 | 0 | 0 | 0 | 0 | 0 | 2015-05-01 | NULL | NULL
31512 | All | Switch Machine - Motorized Ballasted | Systems | Train Control | Interlockings | Switch Machine - Motorized Ballasted | Each | 1624043 | 1997 | Old Data | 40 | 30 | TERM Lite v2.2 | 31512 | 1 | NULL | Each | 0 | 0 | 0 | 0 | 0 | 0 | 0 | 2015-05-01 | NULL | NULL
31513 | All | Switch Machine - Manual Embedded | Systems | Train Control | Interlockings | Switch Machine - Manual Embedded | Each | 1624043 | 1997 | Old Data | 40 | 30 | TERM Lite v2.2 | 31513 | 1 | NULL | Each | 0 | 0 | 0 | 0 | 0 | 0 | 0 | 2015-05-01 | NULL | NULL
31514 | All | Switch Machine - Motorized Embedded | Systems | Train Control | Interlockings | Switch Machine - Motorized Embedded | Each | 1624043 | 1997 | Old Data | 40 | 30 | TERM Lite v2.2 | 31514 | 1 | NULL | Each | 0 | 0 | 0 | 0 | 0 | 0 | 0 | 2015-05-01 | NULL | NULL
31515 | All | Switch Heaters | Systems | Train Control | Interlockings | Switch Heaters | Each | 25000 | 2012 | Place Holder | 40 | 30 | TERM Lite v2.2 | 31515 | 1 | NULL | Each | 0 | 0 | 0 | 0 | 0 | 0 | 0 | 2015-05-01 | NULL | NULL
32000 | All | Electrification Related | Systems | Electrification | - | - | Track Feet | 392 | 2003 | HRT Study | 40 | 30 | TERM Lite v2.2 | 32000 | 1 | NULL | Track Feet | 1 | 0 | 0 | 0 | 0 | 0 | 0 | 2015-05-01 | NULL | NULL
32001 | CR | Electrification - Commuter Rail | Systems | Electrification | - | Commuter Rail | Track Feet | 197.37 | 2003 | LRT Study | 40 | 30 | TERM Lite v2.2 | 32001 | 1 | ModeCode must equal CR | Track Feet | 0 | 0 | 0 | 0 | 0 | 0 | 0 | 2015-05-01 | NULL | NULL
32002 | HR | Electrification - Heavy Rail | Systems | Electrification | - | Heavy Rail | Track Feet | 392 | 2003 | HRT Study | 40 | 30 | TERM Lite v2.2 | 32002 | 1 | ModeCode must equal HR | Track Feet | 0 | 0 | 0 | 0 | 0 | 0 | 0 | 2015-05-01 | NULL | NULL
32003 | LR | Electrification - Light Rail | Systems | Electrification | - | Light Rail | Track Feet | 197.37 | 2003 | LRT Study | 40 | 30 | TERM Lite v2.2 | 32003 | 1 | ModeCode must equal LR | Track Feet | 0 | 0 | 0 | 0 | 0 | 0 | 0 | 2015-05-01 | NULL | NULL
32100 | All | Electrification Catenary | Systems | Electrification | Catenary | - | Track Feet | 158.7278 | 2008 | LRT Study | 40 | 30 | TERM Lite v2.2 | 32100 | 1 | NULL | Track Feet | 0 | 0 | 0 | 0 | 0 | 0 | 0 | 2015-05-01 | NULL | NULL
32101 | CR | Electrification Catenary - Commuter Rail | Systems | Electrification | Catenary | Commuter Rail | Track Feet | 158.7278 | 2008 | LRT Study | 40 | 30 | TERM Lite v2.2 | 32100 | 0 | Please use the Mode Code to specify the mode type that this asset refers to, not the asset type. | Track Feet | 0 | 0 | 0 | 0 | 0 | 0 | 0 | 2015-05-01 | NULL | NULL
32102 | HR | Electrification Catenary - Heavy Rail | Systems | Electrification | Catenary | Heavy Rail | Track Feet | 158.7278 | 2008 | LRT Study | 40 | 30 | TERM Lite v2.2 | 32100 | 0 | Please use the Mode Code to specify the mode type that this asset refers to, not the asset type. | Track Feet | 0 | 0 | 0 | 0 | 0 | 0 | 0 | 2015-05-01 | NULL | NULL
32103 | LR | Electrification Catenary - Light Rail | Systems | Electrification | Catenary | Light Rail | Track Feet | 158.7278 | 2008 | LRT Study | 40 | 30 | TERM Lite v2.2 | 32100 | 0 | Please use the Mode Code to specify the mode type that this asset refers to, not the asset type. | Track Feet | 0 | 0 | 0 | 0 | 0 | 0 | 0 | 2015-05-01 | NULL | NULL
32104 | LR | Electrification Catenary Poles | Systems | Electrification | Catenary Poles | Light Rail | Each | 6500 | 2008 | MBTA | 40 | 30 | TERM Lite v2.2 | 32104 | 1 |  | Each | 0 | 0 | 0 | 0 | 0 | 0 | 0 | 2015-05-01 | NULL | NULL
32200 | All | Substation | Systems | Electrification | Substations | - | Each | 2275000 | 1997 | Old Data | 40 | 30 | TERM Lite v2.2 | 32200 | 1 | NULL | Each | 0 | 0 | 0 | 0 | 0 | 0 | 0 | 2015-05-01 | NULL | NULL
32201 | CR | Substation - Commuter Rail | Systems | Electrification | Substations | Commuter Rail | Each | 2275000 | 1997 | Old Data | 40 | 30 | TERM Lite v2.2 | 32201 | 1 | ModeCode must equal CR | Each | 0 | 0 | 0 | 0 | 0 | 0 | 0 | 2015-05-01 | NULL | NULL
32202 | HR | Substation - Heavy Rail | Systems | Electrification | Substations | Heavy Rail | Each | 6000000 | 2008 | CTA | 40 | 30 | TERM Lite v2.2 | 32202 | 1 | ModeCode must equal HR | Each | 0 | 0 | 0 | 0 | 0 | 0 | 0 | 2015-05-01 | NULL | NULL
32203 | LR | Substation - Light Rail | Systems | Electrification | Substations | Light Rail | Each | 1137500 | 1997 | Old Data | 40 | 30 | TERM Lite v2.2 | 32203 | 1 | ModeCode must equal LR | Each | 0 | 0 | 0 | 0 | 0 | 0 | 0 | 2015-05-01 | NULL | NULL
32204 | All | Substation - AC Switchgear | Systems | Electrification | Substations | AC Switchgear | Each | 1400000 | 2008 | MBTA | 45 | 35 | TERM Lite v2.2 | 32204 | 1 | NULL | Each | 0 | 0 | 0 | 0 | 0 | 0 | 0 | 2015-05-01 | NULL | NULL
32205 | All | Substation - DC Switchgear | Systems | Electrification | Substations | DC Switchgear | Each | 2800000 | 2008 | MBTA | 45 | 35 | TERM Lite v2.2 | 32205 | 1 | NULL | Each | 0 | 0 | 0 | 0 | 0 | 0 | 0 | 2015-05-01 | NULL | NULL
32206 | All | Substation - Rectifier | Systems | Electrification | Substations | Rectifier | Each | 1600000 | 2008 | MBTA | 25 | 20 | TERM Lite v2.2 | 32206 | 1 | NULL | Each | 0 | 0 | 0 | 0 | 0 | 0 | 0 | 2015-05-01 | NULL | NULL
32207 | All | Substation - Building | Systems | Electrification | Substations | Building | Each | 30000000 | 2008 | Est | 45 | 35 | TERM Lite v2.2 | 32207 | 1 | NULL | Each | 0 | 0 | 0 | 0 | 0 | 0 | 0 | 2015-05-01 | NULL | NULL
32208 | All | Substation - Battery | Systems | Electrification | Substations | Battery | Each | 1000000 | 2008 | Est | 25 | 20 | TERM Lite v2.2 | 32208 | 1 | NULL | Each | 0 | 0 | 0 | 0 | 0 | 0 | 0 | 2015-05-01 | NULL | NULL
32209 | All | Substation - Charger | Systems | Electrification | Substations | Charger | Each | 1000000 | 2008 | Est | 25 | 20 | TERM Lite v2.2 | 32209 | 1 | NULL | Each | 0 | 0 | 0 | 0 | 0 | 0 | 0 | 2015-05-01 | NULL | NULL
32210 | All | Substation - SCADA Remote terminal units | Systems | Electrification | Substations | SCADA RTUs | Each | 10000 | 2008 | MBTA | 25 | 20 | TERM Lite v2.2 | 32210 | 1 | NULL | Each | 0 | 0 | 0 | 0 | 0 | 0 | 0 | 2015-05-01 | NULL | NULL
32211 | All | Substation - Transformer | Systems | Electrification | Substations | Transformer | Each | 500000 | 2008 | Est | 40 | 30 | TERM Lite v2.2 | 32211 | 1 | NULL | Each | 0 | 0 | 0 | 0 | 0 | 0 | 0 | 2015-05-01 | NULL | NULL
32212 | All | Substation - Generator | Systems | Electrification | Substations | Generator | Each | 250000 | 2008 | Est | 25 | 20 | TERM Lite v2.2 | 32212 | 1 | NULL | Each | 0 | 0 | 0 | 0 | 0 | 0 | 0 | 2015-05-01 | NULL | NULL
32213 | All | Substation - High Tension Towers | Systems | Electrification | Substations | High Tension Towers | Each | 250000 | 2008 | Est | 50 | 35 | TERM Lite v2.2 | 32213 | 1 | NULL | Each | 0 | 0 | 0 | 0 | 0 | 0 | 0 | 2015-05-01 | NULL | NULL
32214 | All | Substation - Building Electrical | Systems | Electrification | Substations | Building Electrical | Linear Feet Guideway | 1000000 | 2008 | Estimate | 40 | 30 | TERM Lite v2.2 | 32214 | 1 | NULL | Linear Feet | 0 | 0 | 0 | 0 | 0 | 0 | 0 | 2015-05-01 | NULL | NULL
32215 | All | Substation - Fire Alarm | Systems | Electrification | Substations | Fire Alarm | Linear Feet Guideway | 1000000 | 2008 | Estimate | 40 | 30 | TERM Lite v2.2 | 32215 | 1 | NULL | Linear Feet | 0 | 0 | 0 | 0 | 0 | 0 | 0 | 2015-05-01 | NULL | NULL
32216 | All | Substation - Plumbing | Systems | Electrification | Substations | Plumbing | Linear Feet Guideway | 1000000 | 2008 | Estimate | 40 | 30 | TERM Lite v2.2 | 32216 | 1 | NULL | Linear Feet | 0 | 0 | 0 | 0 | 0 | 0 | 0 | 2015-05-01 | NULL | NULL
32217 | All | Substation - Drainage | Systems | Electrification | Substations | Drainage | Linear Feet Guideway | 1000000 | 2008 | Estimate | 40 | 30 | TERM Lite v2.2 | 32217 | 1 | NULL | Linear Feet | 0 | 0 | 0 | 0 | 0 | 0 | 0 | 2015-05-01 | NULL | NULL
32218 | All | Substation - HVAC | Systems | Electrification | Substations | HVAC | Each | 1000000 | 2008 | Estimate | 40 | 30 | TERM Lite v2.2 | 32218 | 1 | NULL | Each | 0 | 0 | 0 | 0 | 0 | 0 | 0 | 2015-05-01 | NULL | NULL
32219 | All | Substation - Roof | Systems | Electrification | Substations | Roof | Each | 1000000 | 2008 | Estimate | 40 | 30 | TERM Lite v2.2 | 32219 | 1 | NULL | Each | 0 | 0 | 0 | 0 | 0 | 0 | 0 | 2015-05-01 | NULL | NULL
32220 | All | Substation - Exterior | Systems | Electrification | Substations | Exterior | Each | 1000000 | 2008 | Estimate | 40 | 30 | TERM Lite v2.2 | 32220 | 1 | NULL | Each | 0 | 0 | 0 | 0 | 0 | 0 | 0 | 2015-05-01 | NULL | NULL
32221 | All | Substation - Access | Systems | Electrification | Substations | Access | Each | 1000000 | 2008 | Estimate | 40 | 30 | TERM Lite v2.2 | 32221 | 1 | NULL | Each | 0 | 0 | 0 | 0 | 0 | 0 | 0 | 2015-05-01 | NULL | NULL
32222 | All | Substation - Elevators and Conveying Systems | Systems | Electrification | Substations | Elevators and Conveying Systems | Each | 50000 | 2010 | No Cost Data, SF MTA Asset Types | 25 | 25 | TERM Lite v2.2 | 32222 | 1 | NULL | Each | 0 | 0 | 0 | 0 | 0 | 0 | 0 | 2015-05-01 | NULL | NULL
32223 | All | Substation - Built-in Equipment and Specialties | Systems | Electrification | Substations | Built-in Equipment and Specialties | Each | 50000 | 2010 | No Cost Data, SF MTA Asset Types | 25 | 25 | TERM Lite v2.2 | 32223 | 1 | NULL | Each | 0 | 0 | 0 | 0 | 0 | 0 | 0 | 2015-05-01 | NULL | NULL
32300 | All | Electrification Breaker Houses | Systems | Electrification | Breaker House | - | Each | 375000 | 1997 | Old Data | 40 | 30 | TERM Lite v2.2 | 32300 | 1 | NULL | Each | 0 | 0 | 0 | 0 | 0 | 0 | 0 | 2015-05-01 | NULL | NULL
32301 | CR | Electrification Breaker Houses - Commuter Rail | Systems | Electrification | Breaker House | Commuter Rail | Each | 375000 | 1997 | Old Data | 40 | 30 | TERM Lite v2.2 | 32300 | 1 | Please use the Mode Code to specify the mode type that this asset refers to, not the asset type. | Each | 0 | 0 | 0 | 0 | 0 | 0 | 0 | 2015-05-01 | NULL | NULL
32302 | HR | Electrification Breaker Houses - Heavy Rail | Systems | Electrification | Breaker House | Heavy Rail | Each | 375000 | 1997 | Old Data | 40 | 30 | TERM Lite v2.2 | 32300 | 0 | Please use the Mode Code to specify the mode type that this asset refers to, not the asset type. | Each | 0 | 0 | 0 | 0 | 0 | 0 | 0 | 2015-05-01 | NULL | NULL
32303 | LR | Electrification Breaker Houses - Light Rail | Systems | Electrification | Breaker House | Light Rail | Each | 375000 | 1997 | Old Data | 40 | 30 | TERM Lite v2.2 | 32300 | 0 | Please use the Mode Code to specify the mode type that this asset refers to, not the asset type. | Each | 0 | 0 | 0 | 0 | 0 | 0 | 0 | 2015-05-01 | NULL | NULL
32400 | All | Contact Rail - Electrification(Rail, Chairs, Anchor, and Incline) | Systems | Electrification | Contact Rail | Contact Rail, Chairs, Anchor and Incline | Track Feet Guideway | 181.01 | 1997 | Old Data | 25 | 30 | TERM Lite v2.2 | 32400 | 1 | NULL | Track Feet | 0 | 0 | 0 | 0 | 0 | 0 | 0 | 2015-05-01 | NULL | NULL
32401 | CR | Contact Rail - Electrification (Rail, Chairs, Anchor, and Incline) - CR | Systems | Electrification | Contact Rail | Contact Rail, Chairs, Anchor and Incline Commuter Rail | Track Feet Guideway | 181.01 | 1997 | Old Data | 25 | 30 | TERM Lite v2.2 | 32401 | 1 | ModeCode must equal CR | Track Feet | 0 | 0 | 0 | 0 | 0 | 0 | 0 | 2015-05-01 | NULL | NULL
32402 | HR | Contact Rail - Electrification (Rail, Chairs, Anchor, and Incline) - HR | Systems | Electrification | Contact Rail | Contact Rail, Chairs, Anchor and Incline Heavy Rail | Track Feet Guideway | 181.01 | 1997 | Old Data | 25 | 30 | TERM Lite v2.2 | 32402 | 1 | ModeCode must equal HR | Track Feet | 0 | 0 | 0 | 0 | 0 | 0 | 0 | 2015-05-01 | NULL | NULL
32403 | LR | Contact Rail - Electrification (Rail, Chairs, Anchor, and Incline) - LR | Systems | Electrification | Contact Rail | Contact Rail, Chairs, Anchor and Incline Light Rail | Track Feet Guideway | 181.01 | 1997 | Old Data | 25 | 30 | TERM Lite v2.2 | 32403 | 1 | ModeCode must equal LR | Track Feet | 0 | 0 | 0 | 0 | 0 | 0 | 0 | 2015-05-01 | NULL | NULL
32404 | LR | Contact Rail - Electrification Protection Boards | Systems | Electrification | Contact Rail | Protection Boards | Track Feet Guideway | 30 | 2008 | eST | 25 | 20 | TERM Lite v2.2 | 32404 | 1 |  | Track Feet | 0 | 0 | 0 | 0 | 0 | 0 | 0 | 2015-05-01 | NULL | NULL
32405 | LR | Contact Rail - Third Rail Disconnect Switches | Systems | Electrification | Contact Rail | Third Rail Disconnect Switches | Each | 5000 | 2008 | eST | 30 | 20 | TERM Lite v2.2 | 32405 | 1 |  | Each | 0 | 0 | 0 | 0 | 0 | 0 | 0 | 2015-05-01 | NULL | NULL
32406 | LR | Short Tie Extension Brackets | Systems | Electrification | Contact Rail | Short Tie Extension Brackets | Each | 100 | 2008 | eST | 30 | 20 | TERM Lite v2.2 | 32406 | 1 |  | Each | 0 | 0 | 0 | 0 | 0 | 0 | 0 | 2015-05-01 | NULL | NULL
32407 | LR | Contact Rail - Reactors | Systems | Electrification | Contact Rail | Reactors | Each | 10000 | 2008 | eST | 30 | 20 | TERM Lite v2.2 | 32407 | 1 |  | Each | 0 | 0 | 0 | 0 | 0 | 0 | 0 | 2015-05-01 | NULL | NULL
32408 | LR | Contact Rail - Heaters | Systems | Electrification | Contact Rail | Heaters | Each | 20000 | 2008 | MBTA | 12 | 12 | TERM Lite v2.2 | 32408 | 1 |  | Each | 0 | 0 | 0 | 0 | 0 | 0 | 0 | 2015-05-01 | NULL | NULL
32500 | All | Power Cable | Systems | Electrification | Power Cable | - | Track Feet Guideway | 23 | 2003 | LIRR | 40 | 30 | TERM Lite v2.2 | 32500 | 1 | NULL | Track Feet | 0 | 0 | 0 | 0 | 0 | 0 | 0 | 2015-05-01 | NULL | NULL
32501 | All | Substation Power Cable | Systems | Electrification | Power Cable | Substations | Track Feet Guideway | 23 | 2003 | LIRR | 40 | 30 | TERM Lite v2.2 | 32501 | 1 | NULL | Track Feet | 0 | 0 | 0 | 0 | 0 | 0 | 0 | 2015-05-01 | NULL | NULL
32502 | All | Contact Rail Power Cable | Systems | Electrification | Power Cable | Contact Rail | Track Feet Guideway | 23 | 2003 | LIRR | 40 | 30 | TERM Lite v2.2 | 32502 | 1 | NULL | Track Feet | 0 | 0 | 0 | 0 | 0 | 0 | 0 | 2015-05-01 | NULL | NULL
32600 | All | Electrical Systems | Systems | Electrification | Building | Electrical Systems | Each | 1000000 | 2008 | Est | 25 | 20 | TERM Lite v2.2 | 32600 | 1 | NULL | Each | 0 | 0 | 0 | 0 | 0 | 0 | 0 | 2015-05-01 | NULL | NULL
32602 | All | Bridge Electrical System | Systems | Electrification | Bridge | Electrical System | Each | 1000000 | 2008 | Est | 25 | 20 | TERM Lite v2.2 | 32602 | 1 | NULL | Each | 0 | 0 | 0 | 0 | 0 | 0 | 0 | 2015-05-01 | NULL | NULL
32603 | All | Electrical Systems: Signal Load | Systems | Electrification | Signal Load | - | Each | 1000000 | 2008 | Est | 25 | 20 | TERM Lite v2.2 | 32603 | 1 | NULL | Each | 0 | 0 | 0 | 0 | 0 | 0 | 0 | 2015-05-01 | NULL | NULL
32604 | All | C-Case | Systems | Electrification | C-Case | - | Each | 1000000 | 2008 | Est | 25 | 20 | TERM Lite v2.2 | 32604 | 1 | NULL | Each | 0 | 0 | 0 | 0 | 0 | 0 | 0 | 2015-05-01 | NULL | NULL
32700 | LR | Trolley Wire - Overhead Catenary Related | Systems | Electrification | Overhead Catenary | - | Linear Feet | 0.1 | 2010 | Est | 50 | 40 | TERM Lite v2.2 | 32700 | 1 |  | Linear Feet | 0 | 0 | 0 | 0 | 0 | 0 | 0 | 2015-05-01 | NULL | NULL
32701 | LR | Overhead Catenary - Trolley Wire | Systems | Electrification | Overhead Catenary | Trolley Wire | Linear Feet | 0.1 | 2010 | Est | 40 | 30 | TERM Lite v2.2 | 32701 | 1 |  | Linear Feet | 0 | 0 | 0 | 0 | 0 | 0 | 0 | 2015-05-01 | NULL | NULL
32702 | LR | Overhead Catenary - Decorative Streetlighting | Systems | Electrification | Overhead Catenary | Decorative Streetlighting | Lump Sum | 10000000 | 2010 | Est | 50 | 40 | TERM Lite v2.2 | 32702 | 1 |  | Each | 0 | 0 | 0 | 0 | 0 | 0 | 0 | 2015-05-01 | NULL | NULL
32703 | LR | Overhead Catenary - Ductbank | Systems | Electrification | Overhead Catenary | Ductbank | Lump Sum | 10000000 | 2010 | Est | 80 | 70 | TERM Lite v2.2 | 32703 | 1 |  | Each | 0 | 0 | 0 | 0 | 0 | 0 | 0 | 2015-05-01 | NULL | NULL
32704 | LR | Overhead Catenary - Feed Span (+ and -) | Systems | Electrification | Overhead Catenary | Feed Span (+ and -) | Lump Sum | 10000000 | 2010 | Est | 18 | 15 | TERM Lite v2.2 | 32704 | 1 |  | Each | 0 | 0 | 0 | 0 | 0 | 0 | 0 | 2015-05-01 | NULL | NULL
32705 | LR | Overhead Catenary - Manhole | Systems | Electrification | Overhead Catenary | Manhole | Lump Sum | 10000000 | 2010 | Est | 70 | 60 | TERM Lite v2.2 | 32705 | 1 |  | Each | 0 | 0 | 0 | 0 | 0 | 0 | 0 | 2015-05-01 | NULL | NULL
32706 | LR | Overhead Catenary - Poles and Foundation | Systems | Electrification | Overhead Catenary | Poles and Foundation | Lump Sum | 10000000 | 2010 | Est | 50 | 40 | TERM Lite v2.2 | 32706 | 1 |  | Each | 0 | 0 | 0 | 0 | 0 | 0 | 0 | 2015-05-01 | NULL | NULL
32707 | LR | Overhead Catenary - Pulleys | Systems | Electrification | Overhead Catenary | Pulleys | Lump Sum | 10000000 | 2010 | Est | 25 | 20 | TERM Lite v2.2 | 32707 | 1 |  | Each | 0 | 0 | 0 | 0 | 0 | 0 | 0 | 2015-05-01 | NULL | NULL
32708 | LR | Overhead Catenary - Pole Grounding | Systems | Electrification | Overhead Catenary | Pole Grounding | Lump Sum | 10000000 | 2010 | Est | 50 | 40 | TERM Lite v2.2 | 32708 | 1 |  | Each | 0 | 0 | 0 | 0 | 0 | 0 | 0 | 2015-05-01 | NULL | NULL
32709 | LR | Overhead Catenary - Tangent Span | Systems | Electrification | Overhead Catenary | Tangent Span | Lump Sum | 10000000 | 2010 | Est | 50 | 40 | TERM Lite v2.2 | 32709 | 1 |  | Each | 0 | 0 | 0 | 0 | 0 | 0 | 0 | 2015-05-01 | NULL | NULL
32710 | LR | Overhead Catenary - Guidewire Special Work | Systems | Electrification | Overhead Catenary | Guidewire - Special | Track Feet | 10000000 | 2010 | Est | 50 | 40 | TERM Lite v2.2 | 32710 | 1 |  | Track Feet | 0 | 0 | 0 | 0 | 0 | 0 | 0 | 2015-05-01 | NULL | NULL
33000 | All | Communications Systems Related | Systems | Communications | - | - | Track Feet | 126.015 | 2008 | HRT Study | 10 | 12 | TERM Lite v2.2 | 33000 | 1 | NULL | Track Feet | 1 | 0 | 0 | 0 | 0 | 0 | 0 | 2015-05-01 | NULL | NULL
33001 | CR | Communications Systems - Commuter Rail | Systems | Communications | - | Commuter Rail | Track Feet | 126.015 | 2008 | HRT Study | 12 | 12 | TERM Lite v2.2 | 33001 | 1 | ModeCode must equal CR | Track Feet | 0 | 0 | 0 | 0 | 0 | 0 | 0 | 2015-05-01 | NULL | NULL
33002 | HR | Communications Systems - Heavy Rail | Systems | Communications | - | Heavy Rail | Track Feet | 271 | 2003 | HRT Study | 12 | 12 | TERM Lite v2.2 | 33002 | 1 | ModeCode must equal HR | Track Feet | 0 | 0 | 0 | 0 | 0 | 0 | 0 | 2015-05-01 | NULL | NULL
33003 | LR | Communications Systems - Light Rail | Systems | Communications | - | Light Rail | Track Feet | 126.015 | 2008 | HRT Study | 12 | 12 | TERM Lite v2.2 | 33003 | 1 | ModeCode must equal LR | Track Feet | 0 | 0 | 0 | 0 | 0 | 0 | 0 | 2015-05-01 | NULL | NULL
33100 | All | Communications Cable | Systems | Communications | Cable Transmission System (CTS) | - | Linear Feet Guideway | 18 | 1997 | Estimate | 20 | 30 | TERM Lite v2.2 | 33100 | 1 | NULL | Linear Feet | 0 | 0 | 0 | 0 | 0 | 0 | 0 | 2015-05-01 | NULL | NULL
33101 | All | Fiber Optic Cable | Systems | Communications | Cable Transmission System (CTS) | Fiber Optic Cable Transmission System (FOCS) | Linear Feet Guideway | 25 | 2006 | Estimate | 20 | 30 | TERM Lite v2.2 | 33101 | 1 | NULL | Linear Feet | 0 | 0 | 0 | 0 | 0 | 0 | 0 | 2015-05-01 | NULL | NULL
33102 | All | Cable | Systems | Communications | Cable Transmission System (CTS) | Cable | Each | 25 | 2006 | Estimate | 10 | 12 | TERM Lite v2.2 | 33102 | 1 | NULL | Each | 0 | 0 | 0 | 0 | 0 | 0 | 0 | 2015-05-01 | NULL | NULL
33103 | All | Fiber Optic Cable Node | Systems | Communications | Cable Transmission System (CTS) | Nodes | Each | 250000 | 2010 | Estimate | 15 | 6 | TERM Lite v2.2 | 33103 | 1 | NULL | Each | 0 | 0 | 0 | 0 | 0 | 0 | 0 | 2015-05-01 | NULL | NULL
33104 | All | MIS/IT/Network Systems for Cable Transmission System ONLY | Systems | Communications | Cable Transmission System (CTS) | MIS/IT/Network Systems for CTS | Each | 250000 | 2010 | Estimate | 15 | 6 | TERM Lite v2.2 | 33104 | 1 | NULL | Each | 0 | 0 | 0 | 0 | 0 | 0 | 0 | 2015-05-01 | NULL | NULL
33200 | All | Passenger Communications Systems | Systems | Communications | Passenger Communications Systems | - | Each | 26880 | 1997 | Old Data | 10 | 10 | TERM Lite v2.2 | 33200 | 1 | NULL | Each | 0 | 0 | 0 | 0 | 0 | 0 | 0 | 2015-05-01 | NULL | NULL
33201 | All | Public Address System (PA System) | Systems | Communications | Passenger Communications Systems | Public Address (PA) | Each | 26880 | 1997 | Old Data | 10 | 10 | TERM Lite v2.2 | 33201 | 1 | NULL | Each | 0 | 0 | 0 | 0 | 0 | 0 | 0 | 2015-05-01 | NULL | NULL
33202 | All | Transit Passenger Information Systems (TPIS) | Systems | Communications | Passenger Communications Systems | Transit Passenger Information Systems (TPIS) | Each | 25000 | 2012 | Place Holder | 10 | 10 | TERM Lite v2.2 | 33202 | 1 | NULL | Each | 0 | 0 | 0 | 0 | 0 | 0 | 0 | 2015-05-01 | NULL | NULL
33203 | All | Variable Message Signs (VMS) | Systems | Communications | Passenger Communications Systems | Variable Message Signs (VMS) | Each | 25000 | 2012 | Place Holder | 10 | 10 | TERM Lite v2.2 | 33203 | 1 | NULL | Each | 0 | 0 | 0 | 0 | 0 | 0 | 0 | 2015-05-01 | NULL | NULL
33204 | All | On-board vehicle | Systems | Communications | Passenger Communications Systems | On-board vehicle | Each | 25000 | 2012 | Place Holder | 10 | 10 | TERM Lite v2.2 | 33204 | 1 | NULL | Each | 0 | 0 | 0 | 0 | 0 | 0 | 0 | 2015-05-01 | NULL | NULL
33205 | All | Passenger Emergency Phones (Blue Light) | Systems | Communications | Passenger Communications Systems | Passenger Emergency Phones (Blue Light) | Each | 25000 | 2012 | Place Holder | 10 | 10 | TERM Lite v2.2 | 33205 | 1 | NULL | Each | 0 | 0 | 0 | 0 | 0 | 0 | 0 | 2015-05-01 | NULL | NULL
33300 | All | Safety Systems Related | Systems | Communications | Safety and Security | - | Each | 25000 | 2012 | Place Holder | 20 | 10 | TERM Lite v2.2 | 33300 | 1 | NULL | Each | 0 | 0 | 0 | 0 | 0 | 0 | 0 | 2015-05-01 | NULL | NULL
33301 | All | Safety - Emergency Location System | Systems | Communications | Safety and Security | Emergency Location System | Each | 100000 | 2012 | Place Holder | 20 | 10 | TERM Lite v2.2 | 33301 | 1 | NULL | Each | 0 | 0 | 0 | 0 | 0 | 0 | 0 | 2015-05-01 | NULL | NULL
33302 | All | Safety - Emergency Management Panel (EMP) | Systems | Communications | Safety and Security | Emergency Management Panel (EMP) | Each | 25000 | 2012 | Place Holder | 20 | 10 | TERM Lite v2.2 | 33302 | 1 | NULL | Each | 0 | 0 | 0 | 0 | 0 | 0 | 0 | 2015-05-01 | NULL | NULL
33303 | All | Safety - Fire & Emergency Management System (F&EM) | Systems | Communications | Safety and Security | Fire & Emergency Management System (F&EM) | Each | 100000 | 2012 | Place Holder | 20 | 10 | TERM Lite v2.2 | 33303 | 1 | NULL | Each | 0 | 0 | 0 | 0 | 0 | 0 | 0 | 2015-05-01 | NULL | NULL
33304 | All | Safety - Fire Management Panel | Systems | Communications | Safety and Security | Fire Management Panel | Each | 25000 | 2012 | Place Holder | 20 | 10 | TERM Lite v2.2 | 33304 | 1 | NULL | Each | 0 | 0 | 0 | 0 | 0 | 0 | 0 | 2015-05-01 | NULL | NULL
33305 | All | Safety - Gas Monitoring System | Systems | Communications | Safety and Security | Gas Monitoring System | Each | 50000 | 2012 | Place Holder | 20 | 10 | TERM Lite v2.2 | 33305 | 1 | NULL | Each | 0 | 0 | 0 | 0 | 0 | 0 | 0 | 2015-05-01 | NULL | NULL
33306 | All | Safety - Gas fire suppression system | Systems | Communications | Safety and Security | Gas fire suppression system | Each | 100000 | 2012 | Place Holder | 20 | 10 | TERM Lite v2.2 | 33306 | 1 | NULL | Each | 0 | 0 | 0 | 0 | 0 | 0 | 0 | 2015-05-01 | NULL | NULL
33307 | All | Safety - Intrusion Detection System (IDS) | Systems | Communications | Safety and Security | Intrusion Detection System (IDS) | Each | 100000 | 2012 | Place Holder | 20 | 10 | TERM Lite v2.2 | 33307 | 1 | NULL | Each | 0 | 0 | 0 | 0 | 0 | 0 | 0 | 2015-05-01 | NULL | NULL
33308 | All | Safety - Seismic Monitoring System | Systems | Communications | Safety and Security | Seismic Monitoring System | Each | 100000 | 2012 | Place Holder | 20 | 10 | TERM Lite v2.2 | 33308 | 1 | NULL | Each | 0 | 0 | 0 | 0 | 0 | 0 | 0 | 2015-05-01 | NULL | NULL
33309 | All | Safety - CCTV | Systems | Communications | Safety and Security | CCTV | Each | 25000 | 2012 | Place Holder | 20 | 10 | TERM Lite v2.2 | 33309 | 1 | NULL | Each | 0 | 0 | 0 | 0 | 0 | 0 | 0 | 2015-05-01 | NULL | NULL
33310 | All | Safety - CCTV - Fixed | Systems | Communications | Safety and Security | CCTV - Fixed | Each | 25000 | 2012 | Place Holder | 20 | 10 | TERM Lite v2.2 | 33310 | 1 | NULL | Each | 0 | 0 | 0 | 0 | 0 | 0 | 0 | 2015-05-01 | NULL | NULL
33311 | All | Safety - CCTV - On-board vehicle | Systems | Communications | Safety and Security | CCTV - On-board vehicle | Each | 25000 | 2012 | Place Holder | 20 | 10 | TERM Lite v2.2 | 33311 | 1 | NULL | Each | 0 | 0 | 0 | 0 | 0 | 0 | 0 | 2015-05-01 | NULL | NULL
33312 | All | Building Access Control Related Component | Systems | Communications | Safety and Security | Access Control | Each | 1500 | 2014 | MTC, Estimate | 20 | 10 | MTC | 33312 | 1 | Created to include all devices that are related specifically to access control, such as RFID readers and servers to support that) | Each | 0 | 0 | 0 | 0 | 0 | 0 | 0 | 2015-05-01 | NULL | NULL
33400 | All | Phone System Related | Systems | Communications | Phone System | - | Each | 315000 | 1997 | MBTA | 10 | 10 | TERM Lite v2.2 | 33400 | 1 | NULL | Each | 0 | 0 | 0 | 0 | 0 | 0 | 0 | 2015-05-01 | NULL | NULL
33401 | All | Phone System | Systems | Communications | Phone System | Phone System | Each | 5000000 | 2010 | SFMTA | 12 | 10 | TERM Lite v2.2 | 33401 | 1 | NULL | Each | 0 | 0 | 0 | 0 | 0 | 0 | 0 | 2015-05-01 | NULL | NULL
33402 | All | PBX | Systems | Communications | Phone System | PBX | Each | 5000000 | 2010 | SFMTA | 12 | 10 | TERM Lite v2.2 | 33402 | 1 | NULL | Each | 0 | 0 | 0 | 0 | 0 | 0 | 0 | 2015-05-01 | NULL | NULL
33403 | All | Telephones | Systems | Communications | Phone System | Telephones | Each | 150 | 2012 | Place Holder | 12 | 10 | TERM Lite v2.2 | 33403 | 1 | NULL | Each | 0 | 0 | 0 | 0 | 0 | 0 | 0 | 2015-05-01 | NULL | NULL
33404 | All | Fax | Systems | Communications | Phone System | Fax | Each | 1000 | 2012 | Place Holder | 12 | 10 | TERM Lite v2.2 | 33404 | 1 | NULL | Each | 0 | 0 | 0 | 0 | 0 | 0 | 0 | 2015-05-01 | NULL | NULL
33500 | All | Radio | Systems | Communications | Radio | - | Each | 3820 | 1997 | Old Data | 12 | 10 | TERM Lite v2.2 | 33500 | 1 | NULL | Each | 0 | 0 | 0 | 0 | 0 | 0 | 0 | 2015-05-01 | NULL | NULL
33600 | All | Bus Radio | Systems | Communications | Radio | Bus Radio | Each | 3820 | 1997 | Old Data | 10 | 10 | TERM Lite v2.2 | 33600 | 1 | NULL | Each | 0 | 0 | 0 | 0 | 0 | 0 | 0 | 2015-05-01 | NULL | NULL
33700 | All | Base Radio Station | Systems | Communications | Radio | Base Radio Stations | Each | 254500 | 1997 | Old Data | 15 | 20 | TERM Lite v2.2 | 33700 | 1 | NULL | Each | 0 | 0 | 0 | 0 | 0 | 0 | 0 | 2015-05-01 | NULL | NULL
33701 | All | Radio Antenna System | Systems | Communications | Radio | Radio Antenna | Each | 254500 | 1997 | Old Data | 15 | 20 | TERM Lite v2.2 | 33701 | 1 | NULL | Each | 0 | 0 | 0 | 0 | 0 | 0 | 0 | 2015-05-01 | NULL | NULL
33702 | All | Mobile Radios | Systems | Communications | Radio | Mobile Radios | Each | 250 | 2012 | Place Holder | 10 | 16 | TERM Lite v2.2 | 33702 | 1 | NULL | Each | 0 | 0 | 0 | 0 | 0 | 0 | 0 | 2015-05-01 | NULL | NULL
33703 | All | Mobile Radios, Handpack | Systems | Communications | Radio | Mobile Radios, Handpack | Each | 250 | 2012 | Place Holder | 10 | 16 | TERM Lite v2.2 | 33703 | 1 | NULL | Each | 0 | 0 | 0 | 0 | 0 | 0 | 0 | 2015-05-01 | NULL | NULL
33704 | All | Radio Transmitter | Systems | Communications | Radio | Transmitter | Each | 2550 | 2012 | Place Holder | 10 | 16 | TERM Lite v2.2 | 33704 | 1 | NULL | Each | 0 | 0 | 0 | 0 | 0 | 0 | 0 | 2015-05-01 | NULL | NULL
33800 | All | SCADA | Systems | Communications | SCADA | - | Each | 60000 | 2012 | Place Holder | 10 | 10 | TERM Lite v2.2 | 33800 | 1 | NULL | Each | 0 | 0 | 0 | 0 | 0 | 0 | 0 | 2015-05-01 | NULL | NULL
33801 | All | SCADA - Programmable Logic Controller (PLC) | Systems | Communications | SCADA | PLC | Each | 60000 | 2012 | Place Holder | 10 | 10 | TERM Lite v2.2 | 33801 | 1 | NULL | Each | 0 | 0 | 0 | 0 | 0 | 0 | 0 | 2015-05-01 | NULL | NULL
33815 | All | SCADA - Remote Terminal Units (RTU) | Systems | Communications | SCADA | RTU | Each | 132500 | 2010 | SFMTA | 7 | 7 | TERM Lite v2.2 | 33815 | 1 | NULL | Each | 0 | 0 | 0 | 0 | 0 | 0 | 0 | 2015-05-01 | NULL | NULL
33816 | All | SCADA - Rectifier | Systems | Communications | SCADA | Rectifier | Each | 60000 | 2012 | Place Holder | 10 | 10 | TERM Lite v2.2 | 33816 | 1 | NULL | Each | 0 | 0 | 0 | 0 | 0 | 0 | 0 | 2015-05-01 | NULL | NULL
33817 | All | SCADA - Advanced Information Management (AIM) | Systems | Communications | SCADA | AIM | Each | 60000 | 2012 | Place Holder | 10 | 10 | TERM Lite v2.2 | 33817 | 1 | NULL | Each | 0 | 0 | 0 | 0 | 0 | 0 | 0 | 2015-05-01 | NULL | NULL
33818 | All | SCADA - Automatic Transfer Control (ATC) | Systems | Communications | SCADA | ATC | Each | 60000 | 2012 | Place Holder | 10 | 10 | TERM Lite v2.2 | 33818 | 1 | NULL | Each | 0 | 0 | 0 | 0 | 0 | 0 | 0 | 2015-05-01 | NULL | NULL
33819 | All | SCADA - Intrusion Detection System (IDS) | Systems | Communications | SCADA | IDS | Each | 60000 | 2012 | Place Holder | 10 | 10 | TERM Lite v2.2 | 33819 | 1 | NULL | Each | 0 | 0 | 0 | 0 | 0 | 0 | 0 | 2015-05-01 | NULL | NULL
33820 | All | SCADA - Transit Automatic Controls and SCADA (TRACS) | Systems | Communications | SCADA | TRACS | Each | 60000 | 2012 | Place Holder | 10 | 10 | TERM Lite v2.2 | 33820 | 1 | NULL | Each | 0 | 0 | 0 | 0 | 0 | 0 | 0 | 2015-05-01 | NULL | NULL
33821 | All | SCADA - Other | Systems | Communications | SCADA | Other | Each | 60000 | 2012 | Place Holder | 10 | 10 | TERM Lite v2.2 | 33821 | 1 | NULL | Each | 0 | 0 | 0 | 0 | 0 | 0 | 0 | 2015-05-01 | NULL | NULL
33850 | All | Communications Huts | Systems | Communications | Communications Huts | Hut | Each | 3000000 | 2008 | Est | 45 | 35 | TERM Lite v2.2 | 33850 | 1 | NULL | Each | 0 | 0 | 0 | 0 | 0 | 0 | 0 | 2015-05-01 | NULL | NULL
33851 | All | Communications Room | Systems | Communications | Communications Huts | Room | Each | 3000000 | 2008 | Est | 45 | 35 | TERM Lite v2.2 | 33851 | 1 | NULL | Each | 0 | 0 | 0 | 0 | 0 | 0 | 0 | 2015-05-01 | NULL | NULL
34000 | All | Central Revenue Collection Related | Systems | Revenue Collection | Central Revenue Collection | - | System | 1740390.49 | 2003 | LRT Study | 20 | 10 | TERM Lite v2.2 | 34000 | 1 | NULL | Each | 0 | 0 | 0 | 0 | 0 | 0 | 0 | 2015-05-01 | NULL | NULL
34001 | CR | Central Revenue Collection - Commuter Rail | Systems | Revenue Collection | Central Revenue Collection | Commuter Rail | System | 1740390.49 | 2003 | LRT Study | 20 | 10 | TERM Lite v2.2 | 34000 | 0 | DISCOURAGED. Please use the Mode Code to specify the mode type that this asset refers to, not the asset type. | Each | 0 | 0 | 0 | 0 | 0 | 0 | 0 | 2015-05-01 | NULL | NULL
34002 | HR | Central Revenue Collection - Heavy Rail | Systems | Revenue Collection | Central Revenue Collection | Heavy Rail | System | 1740390.49 | 2003 | LRT Study | 20 | 10 | TERM Lite v2.2 | 34000 | 0 | Please use the Mode Code to specify the mode type that this asset refers to, not the asset type. | Each | 0 | 0 | 0 | 0 | 0 | 0 | 0 | 2015-05-01 | NULL | NULL
34003 | LR | Central Revenue Collection - Light Rail | Systems | Revenue Collection | Central Revenue Collection | Light Rail | System | 1740390.49 | 2003 | LRT Study | 20 | 10 | TERM Lite v2.2 | 34000 | 0 | Please use the Mode Code to specify the mode type that this asset refers to, not the asset type. | Each | 0 | 0 | 0 | 0 | 0 | 0 | 0 | 2015-05-01 | NULL | NULL
34100 | All | Central Revenue Collection - Coin Counters | Systems | Revenue Collection | Central Revenue Collection | Coin Counters | System | 1645 | 1997 | MBTA | 5 | 10 | TERM Lite v2.2 | 34100 | 1 | NULL | Each | 0 | 0 | 0 | 0 | 0 | 0 | 0 | 2015-05-01 | NULL | NULL
34101 | CR | Central Revenue Collection - Coin Counters - Commuter Rail | Systems | Revenue Collection | Central Revenue Collection | Coin Counters - Commuter Rail | System | 1645 | 1997 | MBTA | 5 | 10 | TERM Lite v2.2 | 34100 | 0 | Please use the Mode Code to specify the mode type that this asset refers to, not the asset type. | Each | 0 | 0 | 0 | 0 | 0 | 0 | 0 | 2015-05-01 | NULL | NULL
34102 | HR | Central Revenue Collection - Coin Counters - Heavy Rail | Systems | Revenue Collection | Central Revenue Collection | Coin Counters - Heavy Rail | System | 1645 | 1997 | MBTA | 5 | 10 | TERM Lite v2.2 | 34100 | 0 | Please use the Mode Code to specify the mode type that this asset refers to, not the asset type. | Each | 0 | 0 | 0 | 0 | 0 | 0 | 0 | 2015-05-01 | NULL | NULL
34103 | LR | Central Revenue Collection - Coin Counters - Light Rail | Systems | Revenue Collection | Central Revenue Collection | Coin Counters - Light Rail | System | 1645 | 1997 | MBTA | 5 | 10 | TERM Lite v2.2 | 34100 | 0 | Please use the Mode Code to specify the mode type that this asset refers to, not the asset type. | Each | 0 | 0 | 0 | 0 | 0 | 0 | 0 | 2015-05-01 | NULL | NULL
34104 | All | Central Revenue Collection - Bill Counters | Systems | Revenue Collection | Central Revenue Collection | Bill Counters | System | 12288 | 2010 | MTC | 5 | 4 | TERM Lite v2.2 | 34104 | 1 | NULL | Each | 0 | 0 | 0 | 0 | 0 | 0 | 0 | 2015-05-01 | NULL | NULL
34105 | All | Central Revenue Collection - Vault | Systems | Revenue Collection | Central Revenue Collection | Vault | System | 122880 | 2010 | MTC | 12 | 10 | TERM Lite v2.2 | 34105 | 1 | NULL | Each | 0 | 0 | 0 | 0 | 0 | 0 | 0 | 2015-05-01 | NULL | NULL
34106 | All | Central Revenue Collection - Software | Systems | Revenue Collection | Central Revenue Collection | Software | System | 50000 | 2012 | Place Holder | 12 | 10 | TERM Lite v2.2 | 34106 | 1 | NULL | Each | 0 | 0 | 0 | 0 | 0 | 0 | 0 | 2015-05-01 | NULL | NULL
34107 | All | Back Office Fare Medium Account Server - TDS Related | Systems | Revenue Collection | Central Revenue Collection | Back Office Fare Medium Account Server - TDS Related | System | 1 | 2015 | TEMP UNITCOST DATA | 100 | 100 | MTC 2015 | 34107 | 1 | Added in RTCI 2015 Update 2015-07-10 | Each | 0 | 0 | 0 | 0 | 0 | 0 | 0 | 2015-07-10 | NULL | NULL
34108 | All | Communication Network Equipment | Systems | Revenue Collection | Central Revenue Collection | Specialized Fare Collection Communication Network Equipment | System | 1 | 2015 | TEMP UNITCOST DATA | 100 | 100 | MTC 2015 | 34108 | 1 | Added in RTCI 2015 Update 2015-07-10 | Each | 0 | 0 | 0 | 0 | 0 | 0 | 0 | 2015-07-10 | NULL | NULL
35000 | All | Generic Revenue Collection Related | Systems | Revenue Collection | - | - | Station | 186208.18 | 2003 | LRT Study | 20 | 10 | TERM Lite v2.2 | 35000 | 1 | NULL | Each | 1 | 0 | 0 | 0 | 0 | 0 | 0 | 2015-05-01 | NULL | NULL
35001 | CR | Revenue Collection - Commuter Rail | Systems | Revenue Collection | - | Commuter Rail | Station | 186208.18 | 2003 | LRT Study | 20 | 10 | TERM Lite v2.2 | 35001 | 1 | ModeCode must equal CR | Each | 0 | 0 | 0 | 0 | 0 | 0 | 0 | 2015-05-01 | NULL | NULL
35002 | HR | Revenue Collection - Heavy Rail | Systems | Revenue Collection | - | Heavy Rail | Station | 1785228.82 | 2003 | HRT Study | 20 | 10 | TERM Lite v2.2 | 35002 | 1 | ModeCode must equal HR | Each | 0 | 0 | 0 | 0 | 0 | 0 | 0 | 2015-05-01 | NULL | NULL
35003 | LR | Revenue Collection - Light Rail | Systems | Revenue Collection | - | Light Rail | Station | 186208.18 | 2003 | LRT Study | 20 | 10 | TERM Lite v2.2 | 35003 | 1 | ModeCode must equal LR | Each | 0 | 0 | 0 | 0 | 0 | 0 | 0 | 2015-05-01 | NULL | NULL
35100 | All | In-Station Revenue Collection System | Systems | Revenue Collection | In-Station | - | Station | 186208.18 | 2003 | LRT Study | 20 | 10 | TERM Lite v2.2 | 35100 | 1 | NULL | Each | 0 | 0 | 0 | 0 | 0 | 0 | 0 | 2015-05-01 | NULL | NULL
35101 | CR | In-Station Revenue Collection System - Commuter Rail | Systems | Revenue Collection | In-Station | Commuter Rail | Station | 186208.18 | 2003 | LRT Study | 20 | 10 | TERM Lite v2.2 | 35101 | 1 | ModeCode must equal CR | Each | 0 | 0 | 0 | 0 | 0 | 0 | 0 | 2015-05-01 | NULL | NULL
35102 | HR | In-Station Revenue Collection System - Heavy Rail | Systems | Revenue Collection | In-Station | Heavy Rail | Station | 1785228.82 | 2003 | HRT Study | 20 | 10 | TERM Lite v2.2 | 35102 | 1 | ModeCode must equal HR | Each | 0 | 0 | 0 | 0 | 0 | 0 | 0 | 2015-05-01 | NULL | NULL
35103 | LR | In-Station Revenue Collection System - Light Rail | Systems | Revenue Collection | In-Station | Light Rail | Station | 186208.18 | 2003 | LRT Study | 20 | 10 | TERM Lite v2.2 | 35103 | 1 | ModeCode must equal LR | Each | 0 | 0 | 0 | 0 | 0 | 0 | 0 | 2015-05-01 | NULL | NULL
35104 | All | Turnstiles / Automated Fare Collection Gates | Systems | Revenue Collection | In-Station | Turnstiles | Each | 45870 | 1997 | Old Data | 20 | 10 | TERM Lite v2.2 | 35104 | 1 | NULL | Each | 0 | 0 | 0 | 0 | 0 | 0 | 0 | 2015-05-01 | NULL | NULL
35110 | All | In-Station Revenue Collection | Systems | Revenue Collection | In-Station | System | Station | 186208.18 | 2003 | LRT Study | 20 | 10 | TERM Lite v2.2 | 35100 | 0 | NULL | Each | 0 | 0 | 0 | 0 | 0 | 0 | 0 | 2015-05-01 | NULL | NULL
35111 | CR | In-Station Revenue Collection - CR | Systems | Revenue Collection | In-Station | System Commuter Rail | Station | 186208.18 | 2003 | LRT Study | 20 | 10 | TERM Lite v2.2 | 35101 | 0 | Please use the Mode Code to specify the mode type that this asset refers to, not the asset type. | Each | 0 | 0 | 0 | 0 | 0 | 0 | 0 | 2015-05-01 | NULL | NULL
35112 | HR | In-Station Revenue Collection - HR | Systems | Revenue Collection | In-Station | System Heavy Rail | Station | 1785228.82 | 2003 | HRT Study | 20 | 10 | TERM Lite v2.2 | 35102 | 0 | Please use the Mode Code to specify the mode type that this asset refers to, not the asset type. | Each | 0 | 0 | 0 | 0 | 0 | 0 | 0 | 2015-05-01 | NULL | NULL
35113 | LR | In-Station Revenue Collection - LR | Systems | Revenue Collection | In-Station | System Light Rail | Station | 186208.18 | 2003 | LRT Study | 20 | 10 | TERM Lite v2.2 | 35103 | 0 | Please use the Mode Code to specify the mode type that this asset refers to, not the asset type. | Each | 0 | 0 | 0 | 0 | 0 | 0 | 0 | 2015-05-01 | NULL | NULL
35115 | All | In-Station Revenue Collection - TVM | Systems | Revenue Collection | In-Station | TVMs | Each | 30208 | 2004 | MBTA | 20 | 10 | TERM Lite v2.2 | 35115 | 1 | NULL | Each | 0 | 0 | 0 | 0 | 0 | 0 | 0 | 2015-05-01 | NULL | NULL
35116 | All | In-Station Revenue Collection - Encoding Machine | Systems | Revenue Collection | In-Station | Encoding Machine | Each | 26310 | 2004 | MBTA | 10 | 10 | TERM Lite v2.2 | 35116 | 1 | NULL | Each | 0 | 0 | 0 | 0 | 0 | 0 | 0 | 2015-05-01 | NULL | NULL
35117 | All | Parking Meters | Systems | Revenue Collection | In-Station | Parking Meters | Each | 10000 | 2005 | NJT | 15 | 10 | TERM Lite v2.2 | 35117 | 1 | NULL | Each | 0 | 0 | 0 | 0 | 0 | 0 | 0 | 2015-05-01 | NULL | NULL
35118 | All | In-Station Revenue Collection - Change Machine | Systems | Revenue Collection | In-Station | Change Machines | Each | 10000 | 2005 | NJT | 15 | 10 | TERM Lite v2.2 | 35118 | 1 | NULL | Each | 0 | 0 | 0 | 0 | 0 | 0 | 0 | 2015-05-01 | NULL | NULL
35119 | All | Card Interface Device (Clipper) - Fixed | Systems | Revenue Collection | In-Station | Card Interface Device | Each | 5000 | 2011 | MTC, Estimate | 7 | 7 | MTC | 35119 | 1 | NULL | Each | 0 | 0 | 0 | 0 | 0 | 0 | 0 | 2015-05-01 | NULL | NULL
35120 | All | Fare Control System | Systems | Revenue Collection | In-Station | Fare Control System | Station | 186208.18 | 2003 | Old Data | 20 | 10 | TERM Lite v2.2 | 35120 | 1 | NULL | Each | 0 | 0 | 0 | 0 | 0 | 0 | 0 | 2015-05-01 | NULL | NULL
35121 | CR | Fare Control System - Commuter Rail | Systems | Revenue Collection | In-Station | Fare Control System Commuter Rail | Station | 186208.18 | 2003 | Old Data | 20 | 10 | TERM Lite v2.2 | 35121 | 1 | ModeCode must equal CR | Each | 0 | 0 | 0 | 0 | 0 | 0 | 0 | 2015-05-01 | NULL | NULL
35122 | HR | Fare Control System - Heavy Rail | Systems | Revenue Collection | In-Station | Fare Control System Heavy Rail | Station | 1785228.82 | 2003 | Old Data | 20 | 10 | TERM Lite v2.2 | 35122 | 1 | ModeCode must equal HR | Each | 0 | 0 | 0 | 0 | 0 | 0 | 0 | 2015-05-01 | NULL | NULL
35123 | LR | Fare Control System - Light Rail | Systems | Revenue Collection | In-Station | Fare Control System Light Rail | Station | 186208.18 | 2003 | Old Data | 20 | 10 | TERM Lite v2.2 | 35123 | 1 | ModeCode must equal LR | Each | 0 | 0 | 0 | 0 | 0 | 0 | 0 | 2015-05-01 | NULL | NULL
35130 | All | Passenger Counters | Systems | Revenue Collection | In-Station | Passenger Counters | Each | 186208.18 | 2003 | HRT Study | 20 | 10 | TERM Lite v2.2 | 35130 | 1 | NULL | Each | 0 | 0 | 0 | 0 | 0 | 0 | 0 | 2015-05-01 | NULL | NULL
35131 | CR | Passenger Counters - Commuter Rail | Systems | Revenue Collection | In-Station | Passenger Counters Commuter Rail | Each | 186208.18 | 2003 | HRT Study | 20 | 10 | TERM Lite v2.2 | 35131 | 1 | ModeCode must equal CR | Each | 0 | 0 | 0 | 0 | 0 | 0 | 0 | 2015-05-01 | NULL | NULL
35132 | HR | Passenger Counters - Heavy Rail | Systems | Revenue Collection | In-Station | Passenger Counters Heavy Rail | Each | 1785229 | 2003 | HRT Study | 20 | 10 | TERM Lite v2.2 | 35132 | 1 | ModeCode must equal HR | Each | 0 | 0 | 0 | 0 | 0 | 0 | 0 | 2015-05-01 | NULL | NULL
35133 | LR | Passenger Counters - Light Rail | Systems | Revenue Collection | In-Station | Passenger Counters Light Rail | Each | 186208.18 | 2003 | HRT Study | 20 | 10 | TERM Lite v2.2 | 35133 | 1 | ModeCode must equal LR | Each | 0 | 0 | 0 | 0 | 0 | 0 | 0 | 2015-05-01 | NULL | NULL
35134 | All | Add-Value Machine | Systems | Revenue Collection | In-Station | Add-Value Machine | Each | 1 | 2015 | TEMP UNITCOST DATA | 100 | 100 | MTC 2015 | 35134 | 1 | Added in RTCI 2015 Update 2015-07-10 | Each | 0 | 0 | 0 | 0 | 0 | 0 | 0 | 2015-07-10 | NULL | NULL
35135 | All | Ticket Office Terminal | Systems | Revenue Collection | In-Station | Ticket Office Terminal | Each | 1 | 2015 | TEMP UNITCOST DATA | 100 | 100 | MTC 2015 | 35135 | 1 | Added in RTCI 2015 Update 2015-07-10 | Each | 0 | 0 | 0 | 0 | 0 | 0 | 0 | 2015-07-10 | NULL | NULL
35136 | All | Local TDS Server | Systems | Revenue Collection | In-Station | Local TDS Server | Each | 1 | 2015 | TEMP UNITCOST DATA | 100 | 100 | MTC 2015 | 35136 | 1 | Added in RTCI 2015 Update 2015-07-10 | Each | 0 | 0 | 0 | 0 | 0 | 0 | 0 | 2015-07-10 | NULL | NULL
35137 | All | Wireless Data Transmission Unit for TDS Server | Systems | Revenue Collection | In-Station | Wireless Data Transmission Unit for TDS Server | Each | 1 | 2015 | TEMP UNITCOST DATA | 100 | 100 | MTC 2015 | 35137 | 1 | Added in RTCI 2015 Update 2015-07-10 | Each | 0 | 0 | 0 | 0 | 0 | 0 | 0 | 2015-07-10 | NULL | NULL
35200 | All | On-Vehicle Revenue Collection | Systems | Revenue Collection | On-Vehicle | - | Each | 3330 | 1997 | Old Data | 12 | 20 | TERM Lite v2.2 | 35200 | 1 | NULL | Each | 0 | 0 | 0 | 0 | 0 | 0 | 0 | 2015-05-01 | NULL | NULL
35201 | All | On-Vehicle Revenue Collection - Fareboxes | Systems | Revenue Collection | On-Vehicle | Fareboxes | Each | 3330 | 2007 | Old Data | 12 | 10 | TERM Lite v2.2 | 35201 | 1 | NULL | Each | 0 | 0 | 0 | 0 | 0 | 0 | 0 | 2015-05-01 | NULL | NULL
35202 | All | Card Interface Device (Clipper) - Vehicle Mounted | Systems | Revenue Collection | On-Vehicle | Card Interface Device - Vehicle | Each | 12288 | 2011 | RTCI 2011 | 5 | 5 | RTCI 2011 | 35202 | 1 | NULL | Each | 0 | 0 | 0 | 0 | 0 | 0 | 0 | 2015-05-01 | NULL | NULL
35203 | All | Card Interface Device (Clipper) - Handheld | Systems | Revenue Collection | On-Vehicle | Card Interface Device - Handheld | Each | 1000 | 2011 | MTC, Estimate | 5 | 5 | MTC | 35203 | 1 | NULL | Each | 0 | 0 | 0 | 0 | 0 | 0 | 0 | 2015-05-01 | NULL | NULL
35204 | All | Card Interface Device - Fixed Supplemental | Systems | Revenue Collection | On-Vehicle | Card Interface Device - Fixed Supplemental | Each | 1 | 2015 | TEMP UNITCOST DATA | 100 | 100 | MTC 2015 | 35204 | 1 | Added in RTCI 2015 Update 2015-07-10 | Each | 0 | 0 | 0 | 0 | 0 | 0 | 0 | 2015-07-10 | NULL | NULL
35205 | All | Automatic Zone Detection System | Systems | Revenue Collection | On-Vehicle | Automatic Zone Detection System | Each | 1 | 2015 | TEMP UNITCOST DATA | 100 | 100 | MTC 2015 | 35205 | 1 | Added in RTCI 2015 Update 2015-07-10 | Each | 0 | 0 | 0 | 0 | 0 | 0 | 0 | 2015-07-10 | NULL | NULL
36000 | All | System Utilities Related | Systems | Utilities | - | - | Linear Feet Guideway | 326 | 1997 | Old Data | 25 | 30 | TERM Lite v2.2 | 36000 | 1 | NULL | Linear Feet | 1 | 0 | 0 | 0 | 0 | 0 | 0 | 2015-05-01 | NULL | NULL
36100 | All | Lighting | Systems | Utilities | Lighting | - | Linear Feet Guideway | 4 | 1997 | Old Data | 25 | 30 | TERM Lite v2.2 | 36100 | 1 | NULL | Linear Feet | 0 | 0 | 0 | 0 | 0 | 0 | 0 | 2015-05-01 | NULL | NULL
36101 | All | Subway - Lighting | Systems | Utilities | Lighting | Subway | Linear Feet Guideway | 4 | 1997 | Old Data | 25 | 30 | TERM Lite v2.2 | 36101 | 1 | NULL | Linear Feet | 0 | 0 | 0 | 0 | 0 | 0 | 0 | 2015-05-01 | NULL | NULL
36102 | All | Yard Lighting | Systems | Utilities | Lighting | Yard | Each | 7000 | 2008 | Est | 25 | 20 | TERM Lite v2.2 | 36102 | 1 | NULL | Each | 0 | 0 | 0 | 0 | 0 | 0 | 0 | 2015-05-01 | NULL | NULL
36103 | All | Station Lighting | Systems | Utilities | Lighting | Station | Each | 1500 | 2008 | Est | 25 | 20 | TERM Lite v2.2 | 36103 | 1 | NULL | Each | 0 | 0 | 0 | 0 | 0 | 0 | 0 | 2015-05-01 | NULL | NULL
36104 | All | Parking Lot Lighting | Systems | Utilities | Lighting | Parking Lot | Each | 1 | 2015 | TEMP UNITCOST DATA | 100 | 100 | MTC 2015 | 36104 | 1 | Added in RTCI 2015 Update 2015-07-10 | Each | 0 | 0 | 0 | 0 | 0 | 0 | 0 | 2015-06-25 | NULL | NULL
36200 | All | Drainage | Systems | Utilities | Drainage | - | Linear Feet Guideway | 66 | 1997 | Old Data | 50 | 40 | TERM Lite v2.2 | 36200 | 1 | NULL | Linear Feet | 0 | 0 | 0 | 0 | 0 | 0 | 0 | 2015-05-01 | NULL | NULL
36201 | All | Subway - Drainage | Systems | Utilities | Drainage | Subway | Linear Feet Guideway | 66 | 1997 | Old Data | 50 | 40 | TERM Lite v2.2 | 36201 | 1 | NULL | Linear Feet | 0 | 0 | 0 | 0 | 0 | 0 | 0 | 2015-05-01 | NULL | NULL
36202 | All | Pump Rooms | Systems | Utilities | Pump Rooms | Subway | Each | 20000000 | 2008 | NYCT | 35 | 30 | TERM Lite v2.2 | 36202 | 1 | NULL | Each | 0 | 0 | 0 | 0 | 0 | 0 | 0 | 2015-05-01 | NULL | NULL
36203 | All | Deep Wells | Systems | Utilities | Deep Wells | Subway | Each | 50000000 | 2008 | Estimate | 50 | 40 | TERM Lite v2.2 | 36203 | 1 | NULL | Each | 0 | 0 | 0 | 0 | 0 | 0 | 0 | 2015-05-01 | NULL | NULL
36204 | All | Subway - Sump Pumps | Systems | Utilities | Sump Pumps | Subway | Each | 25000 | 2008 | Estimate | 25 | 20 | TERM Lite v2.2 | 36204 | 1 | NULL | Each | 0 | 0 | 0 | 0 | 0 | 0 | 0 | 2015-05-01 | NULL | NULL
36205 | All | Subway - Sump Pump Discharge Pipes | Systems | Utilities | Sump Pump Discharge Pipes | Subway | Linear Feet Guideway | 100 | 2008 | Estimate | 25 | 20 | TERM Lite v2.2 | 36205 | 1 | NULL | Linear Feet | 0 | 0 | 0 | 0 | 0 | 0 | 0 | 2015-05-01 | NULL | NULL
36206 | All | Fire Protection Plumbing | Systems | Utilities | Fire Protection Plumbing | Subway | Each | 1000 | 2008 | Estimate | 40 | 30 | TERM Lite v2.2 | 36206 | 1 | Edited to remove useful life of 999. | Each | 0 | 0 | 0 | 0 | 0 | 0 | 0 | 2015-05-01 | NULL | NULL
36301 | All | Subway - Ventilation | Systems | Utilities | Ventilation | Subway | Linear Feet Guideway | 326 | 1997 | Old Data | 50 | 30 | TERM Lite v2.2 | 36301 | 1 | NULL | Linear Feet | 0 | 0 | 0 | 0 | 0 | 0 | 0 | 2015-05-01 | NULL | NULL
36302 | All | Fan Plants - Subway | Systems | Utilities | Fan Plants | Subway | Each | 34755155 | 2008 | NYCT | 25 | 30 | TERM Lite v2.2 | 36302 | 1 | NULL | Each | 0 | 0 | 0 | 0 | 0 | 0 | 0 | 2015-05-01 | NULL | NULL
36303 | All | Compressed Air Pipes | Systems | Utilities | Compressed Air Pipes | Subway | Linear Feet | 100 | 2008 | NYCT | 25 | 30 | TERM Lite v2.2 | 36303 | 1 | NULL | Linear Feet | 0 | 0 | 0 | 0 | 0 | 0 | 0 | 2015-05-01 | NULL | NULL
36304 | All | Air Conditioning/HVAC | Systems | Utilities | Air Conditioning/HVAC | Subway | Each | 25000 | 2008 | WMATA | 25 | 20 | TERM Lite v2.2 | 36304 | 1 | NULL | Each | 0 | 0 | 0 | 0 | 0 | 0 | 0 | 2015-05-01 | NULL | NULL
36400 | All | Emergency Exits | Systems | Utilities | Emergency Exits | Subway | Each | 20000000 | 2008 | NYCT | 80 | 30 | TERM Lite v2.2 | 36400 | 1 | NULL | Each | 0 | 0 | 0 | 0 | 0 | 0 | 0 | 2015-05-01 | NULL | NULL
36401 | All | Tunnel Handrail | Systems | Utilities | Emergency Exits | Tunnel Handrail | Linear Feet | 100 | 2008 | Est | 50 | 30 | TERM Lite v2.2 | 36401 | 1 | NULL | Linear Feet | 0 | 0 | 0 | 0 | 0 | 0 | 0 | 2015-05-01 | NULL | NULL
36500 | All | Utilities - Safety & Security - Generic | Systems | Utilities | Safety & Security | - | Each | 1 | 2015 | TEMP UNITCOST DATA | 100 | 100 | MTC 2015 | 36500 | 1 | Added in RTCI 2015 Update 2015-07-10 | Each | 0 | 0 | 0 | 0 | 0 | 0 | 0 | 2015-06-25 | NULL | NULL
36501 | All | Fire Hydrant | Systems | Utilities | Safety & Security | Fire Hydrant | Each | 1 | 2015 | TEMP UNITCOST DATA | 100 | 100 | MTC 2015 | 36501 | 1 | Added in RTCI 2015 Update 2015-07-10 | Each | 0 | 0 | 0 | 0 | 0 | 0 | 0 | 2015-06-25 | NULL | NULL
37000 | All | ITS Related | Systems | ITS | - | - | Each | 25000 | 2002 | Place Holder | 12 | 16 | TERM Lite v2.2 | 37000 | 1 | NULL | Each | 1 | 0 | 0 | 0 | 0 | 0 | 0 | 2015-05-01 | NULL | NULL
37001 | All | Automatic Passenger Counter | Systems | ITS | APC | - | Each | 12288 | 2010 | MTC | 12 | 10 | TERM Lite v2.2 | 37001 | 1 | NULL | Each | 0 | 0 | 0 | 0 | 0 | 0 | 0 | 2015-05-01 | NULL | NULL
37002 | All | Automatic Vehicle Location System | Systems | ITS | AVL | - | Each | 12288 | 2010 | MTC | 12 | 10 | TERM Lite v2.2 | 37002 | 1 | NULL | Each | 0 | 0 | 0 | 0 | 0 | 0 | 0 | 2015-05-01 | NULL | NULL
37003 | All | Computer Aided Dispatch | Systems | ITS | CAD | - | Each | 320558 | 2010 | MTC | 12 | 10 | TERM Lite v2.2 | 37003 | 1 | NULL | Each | 0 | 0 | 0 | 0 | 0 | 0 | 0 | 2015-05-01 | NULL | NULL
37004 | All | GPS Unit | Systems | ITS | GPS | - | Each | 320558 | 2010 | MTC | 12 | 10 | TERM Lite v2.2 | 37004 | 1 | NULL | Each | 0 | 0 | 0 | 0 | 0 | 0 | 0 | 2015-05-01 | NULL | NULL
37100 | All | Bus Prioritization System - Generic | Systems | ITS | Bus Control System | - | Each | 1 | 2015 | TEMP UNITCOST DATA | 100 | 100 | MTC 2015 | 37100 | 1 | Added in RTCI 2015 Update 2015-06-04 | Each | 1 | 0 | 0 | 0 | 0 | 0 | 0 | 2015-06-08 | NULL | NULL
38000 | All | Unspecified Ferry Related System Assets | Systems | Ferry | - | - | Each | 50000 | 2014 | MTC, Estimate | 7 | 7 | MTC | 38000 | 1 | NULL | Each | 1 | 0 | 0 | 0 | 0 | 0 | 0 | 2015-05-01 | NULL | NULL
38100 | All | Ferry Maintenance Related System Asset | Systems | Ferry | Maintenance | - | Each | 50000 | 2014 | MTC, Estimate | 7 | 7 | MTC | 38100 | 1 | NULL | Each | 0 | 0 | 0 | 0 | 0 | 0 | 0 | 2015-05-01 | NULL | NULL
38101 | All | Ferry Maintenance, Cathodic Protection System (Ship or Dock) | Systems | Ferry | Maintenance | Cathodic Protection System | Each | 184320 | 2011 | RTCI 2011 | 7 | 7 | RTCI 2011 | 38101 | 1 | NULL | Each | 0 | 0 | 0 | 0 | 0 | 0 | 0 | 2015-05-01 | NULL | NULL
38200 | All | Ferry On-board Electronics System Asset | Systems | Ferry | On-Vehicle | - | Each | 25000 | 2014 | MTC, Estimate | 8 | 8 | MTC | 38200 | 1 | NULL | Each | 0 | 0 | 0 | 0 | 1 | 0 | 0 | 2015-05-01 | NULL | NULL
38201 | All | Vessel Navigation System for Ferry | Systems | Ferry | On-Vehicle | Ship Navigation | Each | 135168 | 2011 | RTCI 2011 | 8 | 8 | RTCI 2011 | 38201 | 1 | NULL | Each | 0 | 0 | 0 | 0 | 1 | 0 | 0 | 2015-05-01 | NULL | NULL
38300 | All | Ferry Boat Drive Components - Not Otherwise Specified | Systems | Ferry | Drive Component | - | Each | 1 | 2015 | TEMP UNITCOST DATA | 100 | 100 | MTC 2015 | 38300 | 1 | Added in RTCI 2015 Update 2015-07-10 | Each | 0 | 0 | 0 | 0 | 1 | 0 | 0 | 2015-07-10 | NULL | NULL
38301 | All | Ferry Boat Drive Components - Engines | Systems | Ferry | Drive Component | Ferry Boat Engines | Each | 1 | 2015 | TEMP UNITCOST DATA | 100 | 100 | MTC 2015 | 38301 | 1 | Added in RTCI 2015 Update 2015-07-10 | Each | 0 | 0 | 0 | 0 | 1 | 0 | 0 | 2015-07-10 | NULL | NULL
38302 | All | Ferry Boat Drive Components - Gearboxes | Systems | Ferry | Drive Component | Ferry Boat Gearboxes | Each | 1 | 2015 | TEMP UNITCOST DATA | 100 | 100 | MTC 2015 | 38302 | 1 | Added in RTCI 2015 Update 2015-07-10 | Each | 0 | 0 | 0 | 0 | 1 | 0 | 0 | 2015-07-10 | NULL | NULL
38303 | All | Ferry Boat Drive Components - Drivelines | Systems | Ferry | Drive Component | Ferry Boat Drivelines | Each | 1 | 2015 | TEMP UNITCOST DATA | 100 | 100 | MTC 2015 | 38303 | 1 | Added in RTCI 2015 Update 2015-07-10 | Each | 0 | 0 | 0 | 0 | 1 | 0 | 0 | 2015-07-10 | NULL | NULL
38304 | All | Ferry Boat Drive Components - Generators | Systems | Ferry | Drive Component | Ferry Boat Generators | Each | 1 | 2015 | TEMP UNITCOST DATA | 100 | 100 | MTC 2015 | 38304 | 1 | Added in RTCI 2015 Update 2015-07-10 | Each | 0 | 0 | 0 | 0 | 1 | 0 | 0 | 2015-07-10 | NULL | NULL
38305 | All | Ferry Boat Drive Components - Waterjets | Systems | Ferry | Drive Component | Ferry Boat Waterjets | Each | 1 | 2015 | TEMP UNITCOST DATA | 100 | 100 | MTC 2015 | 38305 | 1 | Added in RTCI 2015 Update 2015-07-10 | Each | 0 | 0 | 0 | 0 | 1 | 0 | 0 | 2015-07-10 | NULL | NULL
39000 | All | Unspecified Specialized IT Related | Systems | Specialized IT | - | - | Each | 3000 | 2014 | MTC, Estimate | 6 | 5 | MTC | 39000 | 1 | NULL | Each | 1 | 0 | 0 | 0 | 0 | 0 | 0 | 2015-05-01 | NULL | NULL
39100 | All | Unspecified Specialized IT Hardware | Systems | Specialized IT | Hardware | Other (Unspecified) | Each | 3000 | 2014 | MTC, Estimate | 6 | 5 | MTC | 39100 | 1 | NULL | Each | 0 | 0 | 0 | 0 | 0 | 0 | 0 | 2015-05-01 | NULL | NULL
39101 | All | Laptop Computers | Systems | Specialized IT | Hardware | Laptop | Each | 3000 | 2014 | MTC, Estimate | 6 | 5 | MTC | 39101 | 1 | NULL | Each | 0 | 0 | 0 | 0 | 0 | 0 | 0 | 2015-05-01 | NULL | NULL
39102 | All | Tablet Computer | Systems | Specialized IT | Hardware | Tablet Computer | Each | 650 | 2014 | MTC, Estimate | 4 | 4 | MTC | 39102 | 1 | NULL | Each | 0 | 0 | 0 | 0 | 0 | 0 | 0 | 2015-05-01 | NULL | NULL
39103 | All | Computer Server | Systems | Specialized IT | Hardware | Server | Each | 10000 | 2014 | MTC, Estimate | 6 | 5 | MTC | 39103 | 1 | NULL | Each | 0 | 0 | 0 | 0 | 0 | 0 | 0 | 2015-05-01 | NULL | NULL
39104 | All | Cloud Based Service (Specify Type/Provider, Annual Cost) | Systems | Specialized IT | Hardware | Annual Cloud Service | Each | 1500 | 2014 | MTC, Estimate | 1 | 1 | MTC | 39104 | 1 | NULL | Each | 0 | 0 | 0 | 0 | 0 | 0 | 0 | 2015-05-01 | NULL | NULL
39105 | All | Multifunction Device/Printer | Systems | Specialized IT | Hardware | Multifunction Printer | Each | 10000 | 2014 | MTC, Estimate | 6 | 5 | MTC | 39105 | 1 | NULL | Each | 0 | 0 | 0 | 0 | 0 | 0 | 0 | 2015-05-01 | NULL | NULL
39109 | All | Network Storage | Systems | Specialized IT | Hardware | Network Storage | Each | 2500 | 2014 | MTC, Estimate | 6 | 5 | MTC | 39109 | 1 | NULL | Each | 0 | 0 | 0 | 0 | 0 | 0 | 0 | 2015-05-01 | NULL | NULL
39110 | All | Projector | Systems | Specialized IT | Hardware | Projector | Each | 2500 | 2014 | MTC, Estimate | 6 | 5 | MTC | 39110 | 1 | NULL | Each | 0 | 0 | 0 | 0 | 0 | 0 | 0 | 2015-05-01 | NULL | NULL
39200 | All | Unspecified Specialized IT Software | Systems | Specialized IT | Software | - | Each | 5000 | 2014 | MTC, Estimate | 6 | 5 | MTC | 39200 | 1 | NULL | Each | 0 | 0 | 0 | 0 | 0 | 0 | 0 | 2015-05-01 | NULL | NULL
39201 | All | Other Specialized Professional Software | Systems | Specialized IT | Software | Other Specialized Professional Software | Each | 5000 | 2014 | MTC, Estimate | 6 | 5 | MTC | 39201 | 1 | NULL | Each | 0 | 0 | 0 | 0 | 0 | 0 | 0 | 2015-05-01 | NULL | NULL
39202 | All | Geographic Information System (GIS) Software | Systems | Specialized IT | Software | GIS Software | Each | 5000 | 2014 | MTC, Estimate | 6 | 5 | MTC | 39202 | 1 | NULL | Each | 0 | 0 | 0 | 0 | 0 | 0 | 0 | 2015-05-01 | NULL | NULL
39203 | All | Enterprise Asset Management System Software | Systems | Specialized IT | Software | Asset Management (EAM) Software | Each | 5000 | 2014 | MTC, Estimate | 6 | 5 | MTC | 39203 | 1 | NULL | Each | 0 | 0 | 0 | 0 | 0 | 0 | 0 | 2015-05-01 | NULL | NULL
39204 | All | Decision Support/Business Intelligence Software | Systems | Specialized IT | Software | Decision Support/BI Software | Each | 5000 | 2014 | MTC, Estimate | 6 | 5 | MTC | 39204 | 1 | NULL | Each | 0 | 0 | 0 | 0 | 0 | 0 | 0 | 2015-05-01 | NULL | NULL
39205 | All | Customer Relationship Management Software | Systems | Specialized IT | Software | CRM Software | Each | 5000 | 2014 | MTC, Estimate | 6 | 5 | MTC | 39205 | 1 | NULL | Each | 0 | 0 | 0 | 0 | 0 | 0 | 0 | 2015-05-01 | NULL | NULL
39206 | All | Financial Management Software | Systems | Specialized IT | Software | Financial Management Software | Each | 50000 | 2014 | RTCI 2011 | 12 | 12 | MTC | 39206 | 1 | NULL | Each | 0 | 0 | 0 | 0 | 0 | 0 | 0 | 2015-05-01 | NULL | NULL
39300 | All | Specialized Network Equipment (Router/Switch/Analyzer/etc) | Systems | Specialized IT | Network | - | Each | 2500 | 2014 | MTC, Estimate | 6 | 5 | MTC | 39300 | 1 | NULL | Each | 0 | 0 | 0 | 0 | 0 | 0 | 0 | 2015-05-01 | NULL | NULL
39301 | All | Wired Router/Firewall/Switch/Specialized Network Equipment | Systems | Specialized IT | Network | Router/Firewall Wired | Each | 2500 | 2014 | MTC, Estimate | 6 | 5 | MTC | 39301 | 1 | NULL | Each | 0 | 0 | 0 | 0 | 0 | 0 | 0 | 2015-05-01 | NULL | NULL
39302 | All | WiFi Router/Firewall/Switch/Specialized Network Equipment | Systems | Specialized IT | Network | Router/Firewall WiFi | Each | 2500 | 2014 | MTC, Estimate | 6 | 5 | MTC | 39302 | 1 | NULL | Each | 0 | 0 | 0 | 0 | 0 | 0 | 0 | 2015-05-01 | NULL | NULL
39303 | All | Cellular Router/Firewall/Switch/Specialized Network Equipment | Systems | Specialized IT | Network | Router/Firewall Cellular | Each | 2500 | 2014 | MTC, Estimate | 6 | 5 | MTC | 39303 | 1 | NULL | Each | 0 | 0 | 0 | 0 | 0 | 0 | 0 | 2015-05-01 | NULL | NULL
39900 | All | Annual Software Maintenance Fees (Parent Asset Required, not Cloud Subscription) | Systems | Specialized IT | Software | Software Maintenance Fees | Each | 1500 | 2014 | MTC, Estimate | 1 | 1 | MTC | 39900 | 0 | Removed at request of TAM TAC. | Each | 0 | 0 | 0 | 0 | 0 | 0 | 0 | 2015-05-01 | NULL | NULL
40000 | All | Transit Station (Any) Related | Stations | - | - | - | Each | 7318000 | 2003 | LRT Study | 40 | 35 | TERM Lite v2.2 | 40000 | 1 | NULL | Each | 1 | 0 | 1 | 0 | 0 | 1 | 0 | 2015-05-01 | NULL | Other, Passenger or Parking (describe in Notes)
41000 | All | Rail Station Related | Stations | Complete Station | - | - | Each | 8158071.5297 | 2008 | LRT Study | 40 | 35 | TERM Lite v2.2 | 41000 | 1 | NULL | Each | 1 | 0 | 1 | 0 | 0 | 1 | 0 | 2015-05-01 | NULL | Other, Passenger or Parking (describe in Notes)
41001 | CR | Rail Station - Commuter Rail | Stations | Complete Station | Commuter Rail | - | Each | 8158071.5297 | 2008 | LRT Study | 40 | 35 | TERM Lite v2.2 | 41001 | 1 | ModeCode must equal CR | Each | 0 | 0 | 1 | 0 | 0 | 1 | 0 | 2015-05-01 | NULL | Other, Passenger or Parking (describe in Notes)
41002 | HR | Rail Station - Heavy Rail | Stations | Complete Station | Heavy Rail | - | Each | 46217000 | 2003 | HRT Study | 40 | 35 | TERM Lite v2.2 | 41002 | 1 | ModeCode must equal HR | Each | 0 | 0 | 1 | 0 | 0 | 1 | 0 | 2015-05-01 | NULL | Other, Passenger or Parking (describe in Notes)
41003 | LR | Rail Station - Light Rail | Stations | Complete Station | Light Rail | - | Each | 8158071.5297 | 2008 | LRT Study | 40 | 35 | TERM Lite v2.2 | 41003 | 1 | ModeCode must equal LR | Each | 0 | 0 | 1 | 0 | 0 | 1 | 0 | 2015-05-01 | NULL | Other, Passenger or Parking (describe in Notes)
41004 | MB | Bus Station | Stations | Complete Station | Bus | - | Each | 8158071.5297 | 2008 | LRT Study | 40 | 35 | TERM Lite v2.2 | 41004 | 1 | ModeCode must equal MB | Each | 0 | 0 | 1 | 0 | 0 | 1 | 0 | 2015-05-01 | NULL | Other, Passenger or Parking (describe in Notes)
41005 | MB | Bus Transfer Center | Stations | Complete Station | Bus | Transfer Center | Each | 8158071.5297 | 2008 | LRT Study | 40 | 35 | TERM Lite v2.2 | 41005 | 1 | ModeCode must equal MB | Each | 0 | 0 | 1 | 0 | 0 | 1 | 0 | 2015-05-01 | NULL | Bus Transfer Center
41006 | MB | Bus Shelters | Stations | Complete Station | Bus | Bus Stop Shelters | Each | 8158071.5297 | 2008 | LRT Study | 40 | 35 | TERM Lite v2.2 | 41006 | 1 | ModeCode must equal MB | Each | 0 | 0 | 1 | 0 | 0 | 1 | 0 | 2015-05-01 | NULL | Other, Passenger or Parking (describe in Notes)
41007 | All | Transit Center | Stations | Complete Station | Multimodal | Transit Center | Each | 2750000 | 2014 | MTC, Estimate | 40 | 35 | TERM Lite v2.2 | 41007 | 1 | NULL | Each | 0 | 0 | 1 | 0 | 0 | 1 | 0 | 2015-05-01 | NULL | Other, Passenger or Parking (describe in Notes)
41200 | All | Station Building - Any Mode | Stations | Building | - | - | Each | 3208606.49 | 2003 | LRT Study | 40 | 35 | TERM Lite v2.2 | 41200 | 1 | NULL | Each | 1 | 0 | 1 | 0 | 0 | 1 | 0 | 2015-05-01 | NULL | Other, Passenger or Parking (describe in Notes)
41201 | CR | Station Building - Commuter Rail | Stations | Building | Commuter Rail | - | Each | 3208606.49 | 2003 | LRT Study | 40 | 35 | TERM Lite v2.2 | 41201 | 1 | ModeCode must equal CR | Each | 0 | 0 | 1 | 0 | 0 | 1 | 0 | 2015-05-01 | NULL | Other, Passenger or Parking (describe in Notes)
41202 | HR | Station Building - Heavy Rail | Stations | Building | Heavy Rail | - | Each | 46217000 | 2003 | HRT Study | 40 | 35 | TERM Lite v2.2 | 41202 | 1 | ModeCode must equal HR | Each | 0 | 0 | 1 | 0 | 0 | 1 | 0 | 2015-05-01 | NULL | Other, Passenger or Parking (describe in Notes)
41203 | LR | Station Building - Light Rail | Stations | Building | Light Rail | - | Each | 3208606.49 | 2003 | LRT Study | 40 | 35 | TERM Lite v2.2 | 41203 | 1 | ModeCode must equal LR | Each | 0 | 0 | 1 | 0 | 0 | 1 | 0 | 2015-05-01 | NULL | Other, Passenger or Parking (describe in Notes)
41204 | MB | Station Building - Bus | Stations | Building | Bus | - | Each | 3208606.49 | 2003 | LRT Study | 40 | 35 | TERM Lite v2.2 | 41204 | 1 | ModeCode must equal MB | Each | 0 | 0 | 1 | 0 | 0 | 1 | 0 | 2015-05-01 | NULL | Other, Passenger or Parking (describe in Notes)
41210 | All | Building - At-Grade / Center Platform | Stations | Building | At-Grade / Center Platform | At-Grade / Center Platform | Each | 2243305.5512 | 2008 | LRT Study | 40 | 35 | TERM Lite v2.2 | 41210 | 1 | NULL | Each | 0 | 0 | 1 | 0 | 0 | 1 | 0 | 2015-05-01 | NULL | At-Grade Fixed Guideway Station
41211 | CR | Building - At-Grade / Center Platform Commuter Rail | Stations | Building | At-Grade / Center Platform | At-Grade / Center Platform Commuter Rail | Each | 2243305.5512 | 2008 | LRT Study | 35 | 35 | TERM Lite v2.2 | 41210 | 0 | Please use the Mode Code to specify the mode type that this asset refers to, not the asset type. | Each | 0 | 0 | 1 | 0 | 0 | 1 | 0 | 2015-05-01 | NULL | At-Grade Fixed Guideway Station
41212 | HR | Building - At-Grade / Center Platform Heavy Rail | Stations | Building | At-Grade / Center Platform | At-Grade / Center Platform Heavy Rail | Each | 14096342.44 | 2003 | HRT Study | 40 | 35 | TERM Lite v2.2 | 41210 | 0 | Please use the Mode Code to specify the mode type that this asset refers to, not the asset type. | Each | 0 | 0 | 1 | 0 | 0 | 1 | 0 | 2015-05-01 | NULL | At-Grade Fixed Guideway Station
41213 | LR | Building - At-Grade / Center Platform Light Rail | Stations | Building | At-Grade / Center Platform | At-Grade / Center Platform Light Rail | Each | 2243305.5512 | 2008 | LRT Study | 40 | 35 | TERM Lite v2.2 | 41210 | 0 | Please use the Mode Code to specify the mode type that this asset refers to, not the asset type. | Each | 0 | 0 | 1 | 0 | 0 | 1 | 0 | 2015-05-01 | NULL | At-Grade Fixed Guideway Station
41214 | MB | Building - At-Grade / Center Platform Bus | Stations | Building | At-Grade / Center Platform | At-Grade / Center Platform Bus | Each | 2243305.5512 | 2008 | LRT Study | 40 | 35 | TERM Lite v2.2 | 41210 | 0 | Please use the Mode Code to specify the mode type that this asset refers to, not the asset type. | Each | 0 | 0 | 1 | 0 | 0 | 1 | 0 | 2015-05-01 | NULL | Other, Passenger or Parking (describe in Notes)
41220 | All | Building - At-Grade / Side Platform | Stations | Building | At-Grade / Center Platform | At-Grade / Side Platform | Each | 2243305.5512 | 2008 | LRT Study | 40 | 35 | TERM Lite v2.2 | 41220 | 1 | NULL | Each | 0 | 0 | 1 | 0 | 0 | 1 | 0 | 2015-05-01 | NULL | At-Grade Fixed Guideway Station
41221 | CR | Building - At-Grade / Side Platform Commuter Rail | Stations | Building | At-Grade / Center Platform | At-Grade / Side Platform Commuter Rail | Each | 2243305.5512 | 2008 | LRT Study | 35 | 35 | TERM Lite v2.2 | 41220 | 0 | Please use the Mode Code to specify the mode type that this asset refers to, not the asset type. | Each | 0 | 0 | 1 | 0 | 0 | 1 | 0 | 2015-05-01 | NULL | At-Grade Fixed Guideway Station
41222 | HR | Building - At-Grade / Side Platform Heavy Rail | Stations | Building | At-Grade / Center Platform | At-Grade / Side Platform Heavy Rail | Each | 18983966.03 | 2003 | HRT Study | 40 | 35 | TERM Lite v2.2 | 41220 | 0 | Please use the Mode Code to specify the mode type that this asset refers to, not the asset type. | Each | 0 | 0 | 1 | 0 | 0 | 1 | 0 | 2015-05-01 | NULL | At-Grade Fixed Guideway Station
41223 | LR | Building - At-Grade / Side Platform Light Rail | Stations | Building | At-Grade / Center Platform | At-Grade / Side Platform Light Rail | Each | 2243305.5512 | 2008 | LRT Study | 40 | 35 | TERM Lite v2.2 | 41220 | 0 | Please use the Mode Code to specify the mode type that this asset refers to, not the asset type. | Each | 0 | 0 | 1 | 0 | 0 | 1 | 0 | 2015-05-01 | NULL | At-Grade Fixed Guideway Station
41224 | MB | Building - At-Grade / Side Platform Bus | Stations | Building | At-Grade / Center Platform | At-Grade / Side Platform Bus | Each | 2243305.5512 | 2008 | LRT Study | 40 | 35 | TERM Lite v2.2 | 41220 | 0 | Please use the Mode Code to specify the mode type that this asset refers to, not the asset type. | Each | 0 | 0 | 1 | 0 | 0 | 1 | 0 | 2015-05-01 | NULL | Other, Passenger or Parking (describe in Notes)
41230 | All | Building - Elevated Center Platform | Stations | Building | Elevated | Center Platform | Each | 3378663.24 | 2003 | LRT Study | 40 | 35 | TERM Lite v2.2 | 41230 | 1 | NULL | Each | 0 | 0 | 1 | 0 | 0 | 1 | 0 | 2015-05-01 | NULL | Elevated Fixed Guideway Station
41231 | CR | Building - Elevated Center Platform - Commuter Rail | Stations | Building | Elevated | Center Platform - Commuter Rail | Each | 3378663.24 | 2003 | LRT Study | 35 | 35 | TERM Lite v2.2 | 41230 | 0 | Please use the Mode Code to specify the mode type that this asset refers to, not the asset type. | Each | 0 | 0 | 1 | 0 | 0 | 1 | 0 | 2015-05-01 | NULL | Elevated Fixed Guideway Station
41232 | HR | Building - Elevated Center Platform - Heavy Rail | Stations | Building | Elevated | Center Platform - Heavy Rail | Each | 15067000 | 2003 | HRT Study | 40 | 35 | TERM Lite v2.2 | 41230 | 0 | Please use the Mode Code to specify the mode type that this asset refers to, not the asset type. | Each | 0 | 0 | 1 | 0 | 0 | 1 | 0 | 2015-05-01 | NULL | Elevated Fixed Guideway Station
41233 | LR | Building - Elevated Center Platform - Light Rail | Stations | Building | Elevated | Center Platform - Light Rail | Each | 3378663.24 | 2003 | LRT Study | 40 | 35 | TERM Lite v2.2 | 41230 | 0 | Please use the Mode Code to specify the mode type that this asset refers to, not the asset type. | Each | 0 | 0 | 1 | 0 | 0 | 1 | 0 | 2015-05-01 | NULL | Elevated Fixed Guideway Station
41234 | MB | Building - Elevated Center Platform - Bus | Stations | Building | Elevated | Center Platform - Bus | Each | 3378663.24 | 2003 | LRT Study | 40 | 35 | TERM Lite v2.2 | 41230 | 0 | Please use the Mode Code to specify the mode type that this asset refers to, not the asset type. | Each | 0 | 0 | 1 | 0 | 0 | 1 | 0 | 2015-05-01 | NULL | Elevated Fixed Guideway Station
41240 | All | Building - Elevated Side Platform | Stations | Building | Elevated | Side Platform | Each | 3620407.58 | 2003 | LRT Study | 40 | 35 | TERM Lite v2.2 | 41240 | 1 | NULL | Each | 0 | 0 | 1 | 0 | 0 | 1 | 0 | 2015-05-01 | NULL | Elevated Fixed Guideway Station
41241 | CR | Building - Elevated Side Platform - Commuter Rail | Stations | Building | Elevated | Side Platform - Commuter Rail | Each | 3620407.58 | 2003 | LRT Study | 35 | 35 | TERM Lite v2.2 | 41240 | 0 | Please use the Mode Code to specify the mode type that this asset refers to, not the asset type. | Each | 0 | 0 | 1 | 0 | 0 | 1 | 0 | 2015-05-01 | NULL | Elevated Fixed Guideway Station
41242 | HR | Building - Elevated Side Platform - Heavy Rail | Stations | Building | Elevated | Side Platform - Heavy Rail | Each | 22080721.69 | 2003 | HRT Study | 40 | 35 | TERM Lite v2.2 | 41240 | 0 | Please use the Mode Code to specify the mode type that this asset refers to, not the asset type. | Each | 0 | 0 | 1 | 0 | 0 | 1 | 0 | 2015-05-01 | NULL | Elevated Fixed Guideway Station
41243 | LR | Building - Elevated Side Platform - Light Rail | Stations | Building | Elevated | Side Platform - Light Rail | Each | 3620407.58 | 2003 | LRT Study | 40 | 35 | TERM Lite v2.2 | 41240 | 0 | Please use the Mode Code to specify the mode type that this asset refers to, not the asset type. | Each | 0 | 0 | 1 | 0 | 0 | 1 | 0 | 2015-05-01 | NULL | Elevated Fixed Guideway Station
41244 | MB | Building - Elevated Side Platform - Bus | Stations | Building | Elevated | Side Platform - Bus | Each | 3620407.58 | 2003 | LRT Study | 40 | 35 | TERM Lite v2.2 | 41240 | 0 | Please use the Mode Code to specify the mode type that this asset refers to, not the asset type. | Each | 0 | 0 | 1 | 0 | 0 | 1 | 0 | 2015-05-01 | NULL | Elevated Fixed Guideway Station
41250 | All | Building - Subway / Center Platform | Stations | Building | At-Grade / Center Platform | Subway / Center Platform | Each | 24225970.11 | 2003 | LRT Study | 80 | 35 | TERM Lite v2.2 | 41250 | 1 | NULL | Each | 0 | 0 | 1 | 0 | 0 | 1 | 0 | 2015-05-01 | NULL | Other, Passenger or Parking (describe in Notes)
41251 | CR | Building - Subway / Center Platform Commuter Rail | Stations | Building | At-Grade / Center Platform | Subway / Center Platform Commuter Rail | Each | 24225970.11 | 2003 | LRT Study | 80 | 35 | TERM Lite v2.2 | 41250 | 0 | Please use the Mode Code to specify the mode type that this asset refers to, not the asset type. | Each | 0 | 0 | 1 | 0 | 0 | 1 | 0 | 2015-05-01 | NULL | Other, Passenger or Parking (describe in Notes)
41252 | HR | Building - Subway / Center Platform Heavy Rail | Stations | Building | At-Grade / Center Platform | Subway / Center Platform Heavy Rail | Each | 50376000 | 2003 | HRT Study | 80 | 35 | TERM Lite v2.2 | 41250 | 0 | Please use the Mode Code to specify the mode type that this asset refers to, not the asset type. | Each | 0 | 0 | 1 | 0 | 0 | 1 | 0 | 2015-05-01 | NULL | Other, Passenger or Parking (describe in Notes)
41253 | LR | Building - Subway / Center Platform Light Rail | Stations | Building | At-Grade / Center Platform | Subway / Center Platform Light Rail | Each | 24225970.11 | 2003 | LRT Study | 80 | 35 | TERM Lite v2.2 | 41250 | 0 | Please use the Mode Code to specify the mode type that this asset refers to, not the asset type. | Each | 0 | 0 | 1 | 0 | 0 | 1 | 0 | 2015-05-01 | NULL | Other, Passenger or Parking (describe in Notes)
41254 | MB | Building - Subway / Center Platform Bus | Stations | Building | At-Grade / Center Platform | Subway / Center Platform Bus | Each | 24225970.11 | 2003 | LRT Study | 80 | 35 | TERM Lite v2.2 | 41250 | 0 | Please use the Mode Code to specify the mode type that this asset refers to, not the asset type. | Each | 0 | 0 | 1 | 0 | 0 | 1 | 0 | 2015-05-01 | NULL | Other, Passenger or Parking (describe in Notes)
41260 | All | Building - Subway / Side Platform | Stations | Building | At-Grade / Center Platform | Subway / Side Platform | Each | 33235136.22 | 2003 | LRT Study | 80 | 35 | TERM Lite v2.2 | 41260 | 1 | NULL | Each | 0 | 0 | 1 | 0 | 0 | 1 | 0 | 2015-05-01 | NULL | Other, Passenger or Parking (describe in Notes)
41261 | CR | Building - Subway / Side Platform Commuter Rail | Stations | Building | At-Grade / Center Platform | Subway / Side Platform Commuter Rail | Each | 33235136.22 | 2003 | LRT Study | 80 | 35 | TERM Lite v2.2 | 41260 | 0 | Please use the Mode Code to specify the mode type that this asset refers to, not the asset type. | Each | 0 | 0 | 1 | 0 | 0 | 1 | 0 | 2015-05-01 | NULL | Other, Passenger or Parking (describe in Notes)
41262 | HR | Building - Subway / Side Platform Heavy Rail | Stations | Building | At-Grade / Center Platform | Subway / Side Platform Heavy Rail | Each | 53541000 | 2003 | HRT Study | 80 | 35 | TERM Lite v2.2 | 41260 | 0 | Please use the Mode Code to specify the mode type that this asset refers to, not the asset type. | Each | 0 | 0 | 1 | 0 | 0 | 1 | 0 | 2015-05-01 | NULL | Other, Passenger or Parking (describe in Notes)
41263 | LR | Building - Subway / Side Platform Light Rail | Stations | Building | At-Grade / Center Platform | Subway / Side Platform Light Rail | Each | 33235136.22 | 2003 | LRT Study | 80 | 35 | TERM Lite v2.2 | 41260 | 0 | Please use the Mode Code to specify the mode type that this asset refers to, not the asset type. | Each | 0 | 0 | 1 | 0 | 0 | 1 | 0 | 2015-05-01 | NULL | Other, Passenger or Parking (describe in Notes)
41264 | MB | Building - Subway / Side Platform Bus | Stations | Building | At-Grade / Center Platform | Subway / Side Platform Bus | Each | 33235136.22 | 2003 | LRT Study | 80 | 35 | TERM Lite v2.2 | 41260 | 0 | Please use the Mode Code to specify the mode type that this asset refers to, not the asset type. | Each | 0 | 0 | 1 | 0 | 0 | 1 | 0 | 2015-05-01 | NULL | Other, Passenger or Parking (describe in Notes)
41270 | All | Building Components - Shelter | Stations | Building | Building Components | Shelter | Each | 20000 | 1997 | IPTA | 20 | 20 | TERM Lite v2.2 | 41270 | 1 | NULL | Each | 0 | 0 | 0 | 0 | 1 | 0 | 0 | 2015-05-01 | NULL | Other, Passenger or Parking (describe in Notes)
41280 | All | Building Components - Token Booth | Stations | Building | Building Components | Token Booth | Each | 12000 | 1997 | IPTA | 20 | 20 | TERM Lite v2.2 | 41280 | 1 | NULL | Each | 0 | 0 | 0 | 0 | 1 | 0 | 0 | 2015-05-01 | NULL | Other, Passenger or Parking (describe in Notes)
41281 | All | Station Building - Compound Asset Parent | Stations | Building | Building Components | Compound Asset Parent | Lump Sum | 1000000 | 2012 | Place Holder | 80 | 50 | TERM Lite v2.2 | 41281 | 1 | NULL | Each | 0 | 1 | 0 | 0 | 0 | 0 | 0 | 2015-05-01 | NULL | Other, Passenger or Parking (describe in Notes)
41282 | All | Building Components - Lighting | Stations | Building | Building Components | Lighting | Lump Sum | 1000000 | 2012 | Place Holder | 80 | 50 | TERM Lite v2.2 | 41282 | 1 | NULL | Each | 0 | 0 | 0 | 0 | 1 | 0 | 0 | 2015-05-01 | NULL | Other, Passenger or Parking (describe in Notes)
41283 | All | Building Components - Station Attendant Booth | Stations | Building | Building Components | Station Attendant Booth | Each | 1000000 | 2012 | Place Holder | 80 | 50 | TERM Lite v2.2 | 41283 | 1 | NULL | Each | 0 | 0 | 0 | 0 | 1 | 0 | 0 | 2015-05-01 | NULL | Other, Passenger or Parking (describe in Notes)
41284 | All | Building Components - Interior | Stations | Building | Building Components | Interior | Lump Sum | 1000000 | 2012 | Place Holder | 80 | 50 | TERM Lite v2.2 | 41284 | 1 | NULL | Each | 0 | 0 | 0 | 0 | 1 | 0 | 0 | 2015-05-01 | NULL | Other, Passenger or Parking (describe in Notes)
41285 | All | Building Component - Standard Sprinkler System | Stations | Building | Building Components | Standard Sprinkler System | Each | 1 | 2015 | TEMP UNITCOST DATA | 100 | 100 | MTC 2015 | 41285 | 1 | Added in RTCI 2015 Update 2015-07-10 | Each | 0 | 0 | 0 | 0 | 1 | 0 | 0 | 2015-06-25 | NULL | Other, Passenger or Parking (describe in Notes)
41286 | All | Building Component - Deluge Fire Sprinkler System | Stations | Building | Building Components | Deluge Fire Sprinkler System | Each | 1 | 2015 | TEMP UNITCOST DATA | 100 | 100 | MTC 2015 | 41286 | 1 | Added in RTCI 2015 Update 2015-07-10 | Each | 0 | 0 | 0 | 0 | 1 | 0 | 0 | 2015-06-25 | NULL | Other, Passenger or Parking (describe in Notes)
41287 | All | Building Component - Halon Fire Suppressor | Stations | Building | Building Components | Halon Fire Suppressor | Each | 1 | 2015 | TEMP UNITCOST DATA | 100 | 100 | MTC 2015 | 41287 | 1 | Added in RTCI 2015 Update 2015-07-10 | Each | 0 | 0 | 0 | 0 | 1 | 0 | 0 | 2015-06-25 | NULL | Other, Passenger or Parking (describe in Notes)
41288 | All | Building Component - Ventilation | Stations | Building | Building Components | Building Component - Ventilation | Each | 1 | 2015 | TEMP UNITCOST DATA | 100 | 100 | MTC 2015 | 41288 | 1 | Added in RTCI 2015 Update 2015-07-10 | Each | 0 | 0 | 0 | 0 | 1 | 0 | 0 | 2015-06-25 | NULL | Other, Passenger or Parking (describe in Notes)
41290 | All | Building Components - Building Electrical | Stations | Building | Building Components | Building Electrical | Lump Sum | 1000000 | 2012 | Place Holder | 80 | 50 | TERM Lite v2.2 | 41290 | 1 | NULL | Each | 0 | 0 | 0 | 0 | 1 | 0 | 0 | 2015-05-01 | NULL | Other, Passenger or Parking (describe in Notes)
41291 | All | Building Components - Fire Alarm | Stations | Building | Building Components | Fire Alarm | Lump Sum | 1000000 | 2012 | Place Holder | 40 | 30 | TERM Lite v2.2 | 41291 | 1 | NULL | Each | 0 | 0 | 0 | 0 | 1 | 0 | 0 | 2015-05-01 | NULL | Other, Passenger or Parking (describe in Notes)
41292 | All | Building Components - Plumbing | Stations | Building | Building Components | Plumbing | Lump Sum | 1000000 | 2012 | Place Holder | 40 | 30 | TERM Lite v2.2 | 41292 | 1 | NULL | Each | 0 | 0 | 0 | 0 | 1 | 0 | 0 | 2015-05-01 | NULL | Other, Passenger or Parking (describe in Notes)
41293 | All | Building Components - Drainage | Stations | Building | Building Components | Drainage | Lump Sum | 1000000 | 2012 | Place Holder | 40 | 30 | TERM Lite v2.2 | 41293 | 1 | NULL | Each | 0 | 0 | 0 | 0 | 1 | 0 | 0 | 2015-05-01 | NULL | Other, Passenger or Parking (describe in Notes)
41294 | All | Building Components - HVAC | Stations | Building | Building Components | HVAC | Each | 1000000 | 2012 | Place Holder | 40 | 30 | TERM Lite v2.2 | 41294 | 1 | NULL | Each | 0 | 0 | 0 | 0 | 1 | 0 | 0 | 2015-05-01 | NULL | Other, Passenger or Parking (describe in Notes)
41295 | All | Building Components - Roof | Stations | Building | Building Components | Roof | Sq Foot | 1000000 | 2012 | Place Holder | 40 | 30 | TERM Lite v2.2 | 41295 | 1 | NULL | Each | 0 | 0 | 1 | 0 | 1 | 1 | 0 | 2015-05-01 | NULL | Other, Passenger or Parking (describe in Notes)
41296 | All | Building Components - Exterior | Stations | Building | Building Components | Exterior | Lump Sum | 1000000 | 2012 | Place Holder | 40 | 30 | TERM Lite v2.2 | 41296 | 1 | NULL | Each | 0 | 0 | 0 | 0 | 1 | 0 | 0 | 2015-05-01 | NULL | Other, Passenger or Parking (describe in Notes)
41297 | All | Building Components - Emergency backup system: UPS | Stations | Building | Building Components | Emergency backup system: UPS | Each | 1000000 | 2012 | Place Holder | 40 | 30 | TERM Lite v2.2 | 41297 | 1 | NULL | Each | 0 | 0 | 0 | 0 | 1 | 0 | 0 | 2015-05-01 | NULL | Other, Passenger or Parking (describe in Notes)
41298 | All | Building Components - Emergency backup system: Generator | Stations | Building | Building Components | Emergency backup system: Generator | Each | 1000000 | 2012 | Place Holder | 40 | 30 | TERM Lite v2.2 | 41298 | 1 | NULL | Each | 0 | 0 | 0 | 0 | 1 | 0 | 0 | 2015-05-01 | NULL | Other, Passenger or Parking (describe in Notes)
41299 | All | Building Components - Other | Stations | Building | Building Components | Other | Each | 1000000 | 2012 | Place Holder | 40 | 30 | TERM Lite v2.2 | 41299 | 1 | NULL | Each | 0 | 0 | 0 | 0 | 1 | 0 | 0 | 2015-05-01 | NULL | Other, Passenger or Parking (describe in Notes)
41300 | All | Station Access | Stations | Access | - | - | Each | 20000 | 2013 | Place Holder | 25 | 15 | TERM Lite v2.2 | 41300 | 1 | NULL | Each | 1 | 0 | 1 | 0 | 0 | 1 | 0 | 2015-05-01 | NULL | NULL
41301 | CR | Station Access - Commuter Rail | Stations | Access | Commuter Rail | - | Each | 20000 | 2013 | Place Holder | 25 | 15 | TERM Lite v2.2 | 41300 | 0 | Please use the Mode Code to specify the mode type that this asset refers to, not the asset type. | Each | 0 | 0 | 1 | 0 | 0 | 1 | 0 | 2015-05-01 | NULL | NULL
41302 | HR | Station Access - Heavy Rail | Stations | Access | Heavy Rail | - | Each | 20000 | 2013 | Place Holder | 25 | 15 | TERM Lite v2.2 | 41300 | 0 | Please use the Mode Code to specify the mode type that this asset refers to, not the asset type. | Each | 0 | 0 | 1 | 0 | 0 | 1 | 0 | 2015-05-01 | NULL | NULL
41303 | LR | Station Access - Light Rail | Stations | Access | Light Rail | - | Each | 20000 | 2013 | Place Holder | 25 | 15 | TERM Lite v2.2 | 41300 | 0 | Please use the Mode Code to specify the mode type that this asset refers to, not the asset type. | Each | 0 | 0 | 1 | 0 | 0 | 1 | 0 | 2015-05-01 | NULL | NULL
41304 | MB | Station Access - Bus | Stations | Access | Bus | - | Each | 20000 | 2013 | Place Holder | 25 | 15 | TERM Lite v2.2 | 41300 | 0 | Please use the Mode Code to specify the mode type that this asset refers to, not the asset type. | Each | 0 | 0 | 1 | 0 | 0 | 1 | 0 | 2015-05-01 | NULL | NULL
41310 | All | Station Access - ADA Compliance Related | Stations | Access | ADA | - | Each | 1 | 2015 | TEMP UNITCOST DATA | 100 | 100 | MTC 2015 | 41310 | 1 | Added in RTCI 2015 Update 2015-07-10 | Each | 0 | 0 | 0 | 0 | 0 | 0 | 0 | 2015-06-25 | NULL | NULL
41311 | All | Stairway Wheelchair Lift - Station Access | Stations | Access | ADA | Stairway Wheelchair Lift | Each | 1 | 2015 | TEMP UNITCOST DATA | 100 | 100 | MTC 2015 | 41311 | 1 | Added in RTCI 2015 Update 2015-07-10 | Each | 0 | 0 | 0 | 0 | 0 | 0 | 0 | 2015-06-25 | NULL | NULL
41400 | All | Elevators | Stations | Access | Elevators | - | Each | 525000 | 2008 | Old Data | 25 | 15 | TERM Lite v2.2 | 41400 | 1 | NULL | Each | 0 | 0 | 0 | 0 | 0 | 0 | 0 | 2015-05-01 | NULL | NULL
41500 | All | Escalators | Stations | Access | Escalators | - | Each | 525000 | 2008 | MBTA | 25 | 15 | TERM Lite v2.2 | 41500 | 1 | NULL | Each | 0 | 0 | 0 | 0 | 0 | 0 | 0 | 2015-05-01 | NULL | NULL
41600 | All | Station Parking | Stations | Access | Parking | - | Space | 3941 | 1997 | Old Data | 20 | 35 | TERM Lite v2.2 | 41600 | 1 | NULL | Each | 0 | 0 | 1 | 0 | 0 | 1 | 0 | 2015-05-01 | NULL | NULL
41601 | All | Station Parking - Garage | Stations | Access | Parking | Garage | Space | 18632.3434 | 2008 | HRT Study | 20 | 35 | TERM Lite v2.2 | 41601 | 1 | NULL | Each | 0 | 0 | 1 | 0 | 0 | 1 | 0 | 2015-05-01 | NULL | NULL
41602 | All | Station Parking - Lot | Stations | Access | Parking | Lot | Space | 5111 | 2003 | HRT Study | 20 | 35 | TERM Lite v2.2 | 41602 | 1 | NULL | Each | 0 | 0 | 1 | 0 | 0 | 1 | 0 | 2015-05-01 | NULL | NULL
41603 | All | Stations Park and Ride | Stations | Access | Parking | Park & Ride | Each | 6912385 | 1997 | Old Data | 20 | 35 | TERM Lite v2.2 | 41603 | 1 | NULL | Each | 0 | 0 | 1 | 0 | 0 | 1 | 0 | 2015-05-01 | NULL | NULL
41604 | All | Parking Equipment | Stations | Access | Parking & Equipment | - | Each | 45870 | 1997 | Old Data | 20 | 10 | TERM Lite v2.2 | 41604 | 1 | NULL | Each | 0 | 0 | 0 | 0 | 0 | 0 | 0 | 2015-05-01 | NULL | NULL
41605 | All | Miscellaneous Parking | Stations | Access | Misc. Parking | - | Each | 0 | 1997 | Old Data | 30 | 30 | TERM Lite v2.2 | 41605 | 1 | NULL | Each | 0 | 0 | 1 | 0 | 0 | 1 | 0 | 2015-05-01 | NULL | NULL
41606 | All | Kiss & Ride Area | Stations | Access | Misc. Parking | Kiss & Ride Area | Each | 1228804 | 2014 | MTC | 20 | 35 | MTC | 41606 | 1 | NULL | Each | 0 | 0 | 1 | 0 | 0 | 1 | 0 | 2015-05-01 | NULL | NULL
41607 | All | Lighting - Parking | Stations | Access | Parking | Lighting - Parking | Lot | 1 | 2015 | TEMP UNITCOST DATA | 100 | 100 | MTC 2015 | 41607 | 1 | Added in RTCI 2015 Update 2015-07-10 | Each | 0 | 0 | 0 | 0 | 0 | 0 | 0 | 2015-06-25 | NULL | NULL
41620 | All | Station Parking for Bicycles Related | Stations | Access | Bicycle Parking | - | Each | 750 | 2009 | MTC, Estimate | 20 | 10 | MTC | 41620 | 1 | NULL | Each | 0 | 0 | 0 | 0 | 0 | 0 | 0 | 2015-05-01 | NULL | NULL
41621 | All | Station Parking for Bicycles - Bike Rack | Stations | Access | Bicycle Parking | Bike Rack | Each | 750 | 2009 | Seattle DOT AM Documents | 20 | 10 | MTC | 41621 | 1 | NULL | Each | 0 | 0 | 0 | 0 | 0 | 0 | 0 | 2015-05-01 | NULL | NULL
41622 | All | Station Parking for Bicycles - Bike Locker | Stations | Access | Bicycle Parking | Bike Locker | Each | 3100 | 2010 | eLock Technologies LLC + 15% | 20 | 10 | MTC | 41622 | 1 | NULL | Each | 0 | 0 | 0 | 0 | 0 | 0 | 0 | 2015-05-01 | NULL | NULL
41623 | All | Station Parking for Bicycles - Bike Station Facility | Stations | Access | Bicycle Parking | Bike Station Facility | Each | 350000 | 2010 | BART | 30 | 30 | MTC | 41623 | 1 | NULL | Each | 0 | 0 | 1 | 0 | 0 | 1 | 0 | 2015-05-01 | NULL | NULL
41650 | All | Roadway Access | Stations | Access | Roadway Access | - | Each | 6912385 | 1997 | Old Data | 20 | 35 | TERM Lite v2.2 | 41650 | 1 | NULL | Each | 0 | 0 | 0 | 0 | 0 | 0 | 0 | 2015-05-01 | NULL | NULL
41700 | All | Pedestrian Walkway | Stations | Access | Pedestrian Walkway | - | Each | 903310 | 1997 | Old Data | 80 | 40 | TERM Lite v2.2 | 41700 | 1 | NULL | Each | 0 | 0 | 0 | 0 | 0 | 0 | 0 | 2015-05-01 | NULL | NULL
41701 | All | Pedestrian Walkway / Elevated | Stations | Access | Pedestrian Walkway | Elevated | Each | 903310 | 1997 | Old Data | 80 | 40 | TERM Lite v2.2 | 41701 | 1 | NULL | Each | 0 | 0 | 0 | 0 | 0 | 0 | 0 | 2015-05-01 | NULL | NULL
41702 | All | Pedestrian Walkway / Subway | Stations | Access | Pedestrian Walkway | Subway | Each | 18582698 | 1997 | Old Data | 125 | 50 | TERM Lite v2.2 | 41702 | 1 | NULL | Each | 0 | 0 | 0 | 0 | 0 | 0 | 0 | 2015-05-01 | NULL | NULL
41800 | All | Station Platform | Stations | Platform | Platform | - | Sq Foot | 234 | 1997 | Old Data | 35 | 35 | TERM Lite v2.2 | 41800 | 1 | NULL | Sq Foot | 0 | 0 | 1 | 0 | 0 | 1 | 0 | 2015-05-01 | NULL | NULL
41801 | All | At-Grade / Center Platform | Stations | Platform | At-Grade | Center Platform | Sq Foot | 138 | 1997 | Old Data | 35 | 35 | TERM Lite v2.2 | 41801 | 1 | NULL | Sq Foot | 0 | 0 | 1 | 0 | 0 | 1 | 0 | 2015-05-01 | NULL | NULL
41802 | All | At-Grade / Side Platform | Stations | Platform | At-Grade | Side Platform | Sq Foot | 138 | 1997 | Old Data | 35 | 35 | TERM Lite v2.2 | 41802 | 1 | NULL | Sq Foot | 0 | 0 | 1 | 0 | 0 | 1 | 0 | 2015-05-01 | NULL | NULL
41803 | All | Station Elevated Center Platform | Stations | Platform | Elevated | Center Platform | Sq Foot | 234 | 1997 | Old Data | 35 | 35 | TERM Lite v2.2 | 41803 | 1 | NULL | Sq Foot | 0 | 0 | 1 | 0 | 0 | 1 | 0 | 2015-05-01 | NULL | NULL
41804 | All | Station Elevated Side Platform | Stations | Platform | Elevated | Side Platform | Sq Foot | 234 | 1997 | Old Data | 35 | 35 | TERM Lite v2.2 | 41804 | 1 | NULL | Sq Foot | 0 | 0 | 1 | 0 | 0 | 1 | 0 | 2015-05-01 | NULL | NULL
41805 | All | Subway / Center Platform | Stations | Platform | Subway | Center Platform | Sq Foot | 138 | 1997 | Old Data | 35 | 35 | TERM Lite v2.2 | 41805 | 1 | NULL | Sq Foot | 0 | 0 | 1 | 0 | 0 | 1 | 0 | 2015-05-01 | NULL | NULL
41806 | All | Subway / Side Platform | Stations | Platform | Subway | Side Platform | Sq Foot | 138 | 1997 | Old Data | 35 | 35 | TERM Lite v2.2 | 41806 | 1 | NULL | Sq Foot | 0 | 0 | 1 | 0 | 0 | 1 | 0 | 2015-05-01 | NULL | NULL
41807 | All | Platform Surface: Concrete | Stations | Platform | Platform | Concrete | Sq Foot | 138 | 2012 | Place Holder | 35 | 35 | TERM Lite v2.2 | 41807 | 1 | NULL | Sq Foot | 0 | 0 | 1 | 0 | 0 | 1 | 0 | 2015-05-01 | NULL | NULL
41808 | All | Platform Surface: Asphalt | Stations | Platform | Platform | Asphalt | Sq Foot | 138 | 2012 | Place Holder | 35 | 35 | TERM Lite v2.2 | 41808 | 1 | NULL | Sq Foot | 0 | 0 | 1 | 0 | 0 | 1 | 0 | 2015-05-01 | NULL | NULL
41809 | All | Platform Surface: Tile | Stations | Platform | Platform | Tile | Sq Foot | 138 | 2012 | Place Holder | 35 | 35 | TERM Lite v2.2 | 41809 | 1 | NULL | Sq Foot | 0 | 0 | 1 | 0 | 0 | 1 | 0 | 2015-05-01 | NULL | NULL
41810 | All | Platform Surface: Wood | Stations | Platform | Platform | Wood | Sq Foot | 138 | 2012 | Place Holder | 35 | 35 | TERM Lite v2.2 | 41810 | 1 | NULL | Sq Foot | 0 | 0 | 1 | 0 | 0 | 1 | 0 | 2015-05-01 | NULL | NULL
41811 | All | Platform: Lighting | Stations | Platform | Platform | Lighting | Sq Foot | 100 | 2012 | Place Holder | 35 | 35 | TERM Lite v2.2 | 41811 | 1 | NULL | Sq Foot | 0 | 0 | 1 | 0 | 0 | 1 | 0 | 2015-05-01 | NULL | NULL
41812 | All | Station Canopy - Rail | Stations | Platform | Canopy | - | Each | 80000 | 1997 | Old Data | 50 | 35 | TERM Lite v2.2 | 41812 | 1 | NULL | Each | 0 | 0 | 0 | 0 | 0 | 0 | 0 | 2015-05-01 | NULL | NULL
41813 | CR | Station Canopy - Commuter Rail | Stations | Platform | Canopy | Commuter Rail | Each | 80000 | 1997 | Old Data | 50 | 35 | TERM Lite v2.2 | 41813 | 1 | ModeCode must equal CR | Each | 0 | 0 | 0 | 0 | 0 | 0 | 0 | 2015-05-01 | NULL | NULL
41814 | HR | Station Canopy - Heavy Rail | Stations | Platform | Canopy | Heavy Rail | Each | 80000 | 1997 | Old Data | 50 | 35 | TERM Lite v2.2 | 41814 | 1 | ModeCode must equal HR | Each | 0 | 0 | 0 | 0 | 0 | 0 | 0 | 2015-05-01 | NULL | NULL
41815 | LR | Station Canopy - Light Rail | Stations | Platform | Canopy | Light Rail | Each | 10000 | 1997 | Old Data | 50 | 35 | TERM Lite v2.2 | 41815 | 1 | ModeCode must equal LR | Each | 0 | 0 | 0 | 0 | 0 | 0 | 0 | 2015-05-01 | NULL | NULL
41816 | MB | Station Canopy - Bus | Stations | Platform | Canopy | Bus | Each | 10000 | 1997 | Old Data | 50 | 35 | TERM Lite v2.2 | 41816 | 1 | ModeCode must equal MB | Each | 0 | 0 | 0 | 0 | 0 | 0 | 0 | 2015-05-01 | NULL | NULL
41900 | All | Signage & Graphics | Stations | Signage & Graphics | - | - | Each | 48368 | 1997 | Old Data | 20 | 15 | TERM Lite v2.2 | 41900 | 1 | NULL | Each | 1 | 0 | 0 | 0 | 0 | 0 | 0 | 2015-05-01 | NULL | NULL
41901 | All | Electronic Signage & Graphics | Stations | Signage & Graphics | Electronic | - | Each | 48368 | 1997 | Old Data | 20 | 15 | TERM Lite v2.2 | 41901 | 1 | NULL | Each | 0 | 0 | 0 | 0 | 0 | 0 | 0 | 2015-05-01 | NULL | NULL
41902 | All | Static Signage & Graphics | Stations | Signage & Graphics | Static | - | Each | 48368 | 1997 | Old Data | 20 | 15 | TERM Lite v2.2 | 41902 | 1 | NULL | Each | 0 | 0 | 0 | 0 | 0 | 0 | 0 | 2015-05-01 | NULL | NULL
43000 | FB | Ferry Terminal Related | Stations | Ferry | - | - | Each | 10000000 | 2010 | Place Holder | 50 | 35 | TERM Lite v2.2 | 43000 | 1 | ModeCode must equal FB | Each | 1 | 0 | 1 | 0 | 0 | 1 | 0 | 2015-05-01 | NULL | NULL
43010 | FB | Ferry Terminal - Building | Stations | Ferry | Building | - | Each | 10000000 | 2010 | Place Holder | 50 | 35 | TERM Lite v2.2 | 43010 | 1 | ModeCode must equal FB | Each | 0 | 0 | 1 | 0 | 0 | 1 | 0 | 2015-05-01 | NULL | NULL
43020 | FB | Ferry Terminal - Dock | Stations | Ferry | Dock | - | Each | 5627925 | 2010 | MTC | 50 | 35 | TERM Lite v2.2 | 43020 | 1 | ModeCode must equal FB | Each | 0 | 0 | 1 | 0 | 0 | 1 | 0 | 2015-05-01 | NULL | NULL
43021 | FB | Ferry Dock / Landing Aid Component - Float | Stations | Ferry | Dock | Float | Each | 442369 | 2014 | RTCI 2011, Estimate | 50 | 30 | MTC 2014 | 43021 | 1 | ModeCode must equal FB | Each | 0 | 0 | 0 | 0 | 1 | 0 | 0 | 2015-05-01 | NULL | NULL
43022 | FB | Ferry Dock / Landing Aid Component - Gangway | Stations | Ferry | Dock | Gangway | Each | 2950000 | 2014 | RTCI 2011, Estimate | 50 | 30 | MTC 2014 | 43022 | 1 | ModeCode must equal FB | Each | 0 | 0 | 0 | 0 | 1 | 0 | 0 | 2015-05-01 | NULL | NULL
43023 | FB | Ferry Dock / Landing Aid Component - Cylinder | Stations | Ferry | Dock | Cylinder | Each | 34000000 | 2014 | RTCI 2011, Estimate | 30 | 30 | MTC 2014 | 43023 | 1 | ModeCode must equal FB | Each | 0 | 0 | 0 | 0 | 1 | 0 | 0 | 2015-05-01 | NULL | NULL
43024 | FB | Other Ferry Dock Systems | Stations | Ferry | Dock | Other Systems | Each | 25000 | 2014 | RTCI2015 | 25 | 25 | MTC | 43024 | 1 | ModeCode must equal FB | Each | 0 | 0 | 0 | 0 | 1 | 0 | 0 | 2015-05-01 | NULL | NULL
50000 | All | Generic Transit Related Vehicle | Vehicles | - | - | - | Vehicles | 438559.2441 | 2008 | TEAM Database | 15 | 15 | TERM Lite v2.2 | 50000 | 1 | NULL | Vehicles | 1 | 0 | 0 | 1 | 0 | 0 | 1 | 2015-05-01 | NULL | NULL
51000 | All | Revenue Vehicle Substation Related | Vehicles | Revenue Vehicles | - | - | Vehicles | 438559.2441 | 2008 | TEAM Database | 27 | 27 | TERM Lite v2.2 | 51000 | 1 | NULL | Vehicles | 1 | 0 | 0 | 1 | 0 | 0 | 1 | 2015-05-01 | NULL | NULL
51100 | All | Automated Guideway Vehicle | Vehicles | Revenue Vehicles | Automated Guideway | - | Vehicles | 4053788.5521 | 2008 | TEAM Database | 27 | 27 | TERM Lite v2.2 | 51100 | 1 | NULL | Vehicles | 0 | 0 | 0 | 1 | 0 | 0 | 1 | 2015-05-01 | Automated guideway vehicle (AG) | NULL
51101 | All | Automated Guideway Vehicle | Vehicles | Revenue Vehicles | Automated Guideway | AGT | Vehicles | 4053788.5521 | 2008 | TEAM Database | 27 | 27 | TERM Lite v2.2 | 51101 | 1 | NULL | Vehicles | 0 | 0 | 0 | 1 | 0 | 0 | 1 | 2015-05-01 | Automated guideway vehicle (AG) | NULL
51102 | All | Monorail Vehicle | Vehicles | Revenue Vehicles | Automated Guideway | Monorail | Vehicles | 4053788.5521 | 2008 | TEAM Database | 27 | 27 | TERM Lite v2.2 | 51102 | 1 | NULL | Vehicles | 0 | 0 | 0 | 1 | 0 | 0 | 1 | 2015-05-01 | Automated guideway vehicle (AG) | NULL
51200 | All | Unspecified Cable Car Vehicle | Vehicles | Revenue Vehicles | Cable Car | - | Vehicles | 3095238.0952 | 2007 | TEAM Database | 62 | 62 | TERM Lite v2.2 | 51200 | 1 | NULL | Vehicles | 0 | 0 | 0 | 1 | 0 | 0 | 1 | 2015-05-01 | Cable car (CC) | NULL
51201 | All | Cable Car Vehicle | Vehicles | Revenue Vehicles | Cable Car | Cable Car | Vehicles | 3095238.0952 | 2007 | TEAM Database | 62 | 62 | TERM Lite v2.2 | 51201 | 1 | NULL | Vehicles | 0 | 0 | 0 | 1 | 0 | 0 | 1 | 2015-05-01 | Cable car (CC) | NULL
51300 | All | Commuter Rail | Vehicles | Revenue Vehicles | Commuter Rail | - | Vehicles | 2286375 | 2004 | TEAM Database | 35 | 35 | TERM Lite v2.2 | 51300 | 1 | NULL | Vehicles | 0 | 0 | 0 | 1 | 0 | 0 | 1 | 2015-05-01 | Commuter rail locomotive (RL) | NULL
51301 | All | Commuter Rail Locomotive | Vehicles | Revenue Vehicles | Commuter Rail | Revenue Locomotive | Vehicles | 2644328.99 | 2004 | TEAM Database | 35 | 35 | TERM Lite v2.2 | 51301 | 1 | NULL | Vehicles | 0 | 0 | 0 | 1 | 0 | 0 | 1 | 2015-05-01 | Commuter rail locomotive (RL) | NULL
51302 | All | Commuter Rail Passenger Coach | Vehicles | Revenue Vehicles | Commuter Rail | Passenger Car | Vehicles | 2286375 | 2004 | TEAM Database | 35 | 35 | TERM Lite v2.2 | 51302 | 1 | NULL | Vehicles | 0 | 0 | 0 | 1 | 0 | 0 | 1 | 2015-05-01 | Commuter rail passenger coach (RP) | NULL
51303 | All | Commuter Rail Self-Propelled Passenger Car | Vehicles | Revenue Vehicles | Commuter Rail | Self-Propelled Passenger Car | Vehicles | 2523500 | 2004 | TEAM Database | 35 | 35 | TERM Lite v2.2 | 51303 | 1 | NULL | Vehicles | 0 | 0 | 0 | 1 | 0 | 0 | 1 | 2015-05-01 | Commuter rail, self-propelled passenger car (RS) | NULL
51500 | All | Ferry Boat | Vehicles | Revenue Vehicles | Ferry Boat | - | Vehicles | 8045195.03 | 2004 | TEAM Database | 27 | 27 | TERM Lite v2.2 | 51500 | 1 | NULL | Vehicles | 0 | 1 | 0 | 1 | 0 | 0 | 1 | 2015-05-01 | Ferryboat (FB) | NULL
51501 | All | Ferry Boat | Vehicles | Revenue Vehicles | Ferry Boat | Steel Hull Ferry Boat | Vehicles | 23507571 | 2004 | RTCI 2011 | 27 | 27 | RTCI 2011 + TERM Lite v2. | 51501 | 1 | NULL | Vehicles | 0 | 1 | 0 | 1 | 0 | 0 | 1 | 2015-05-01 | Ferryboat (FB) | NULL
51502 | All | Lightweight/Aluminum Catamaran (medium-speed) <250 passengers | Vehicles | Revenue Vehicles | Ferry Boat | Lightweight Medium Speed Catamaran <250 passengers | Vehicles | 10813482 | 2004 | RTCI 2011 | 27 | 27 | RTCI 2011 | 51502 | 1 | NULL | Vehicles | 0 | 1 | 0 | 1 | 0 | 0 | 1 | 2015-05-01 | Ferryboat (FB) | NULL
51503 | All | Lightweight/Aluminum Catamaran (medium-speed) 250-450 passengers | Vehicles | Revenue Vehicles | Ferry Boat | Lightweight Medium Speed Catamaran 250-450 passengers | Vehicles | 14104542 | 2004 | RTCI 2011 | 27 | 27 | RTCI 2011 | 51503 | 1 | NULL | Vehicles | 0 | 1 | 0 | 1 | 0 | 0 | 1 | 2015-05-01 | Ferryboat (FB) | NULL
51504 | All | Lightweight/Aluminum Catamaran (high-speed) <250 passengers | Vehicles | Revenue Vehicles | Ferry Boat | Lightweight High Speed Catamaran <250 passengers | Vehicles | 11753785 | 2004 | RTCI 2011 | 27 | 27 | RTCI 2011 | 51504 | 1 | NULL | Vehicles | 0 | 1 | 0 | 1 | 0 | 0 | 1 | 2015-05-01 | Ferryboat (FB) | NULL
51505 | All | Lightweight/Aluminum Catamaran (high-speed) 250-450 passengers | Vehicles | Revenue Vehicles | Ferry Boat | Lightweight High Speed Catamaran 250-450 passengers | Vehicles | 21156814 | 2004 | RTCI 2011 | 27 | 27 | RTCI 2011 | 51505 | 1 | NULL | Vehicles | 0 | 1 | 0 | 1 | 0 | 0 | 1 | 2015-05-01 | Ferryboat (FB) | NULL
51600 | All | Heavy Rail Passenger Car | Vehicles | Revenue Vehicles | Heavy Rail | - | Vehicles | 3000000 | 2007 | TEAM Database | 27 | 27 | TERM Lite v2.2 | 51600 | 1 | NULL | Vehicles | 0 | 0 | 0 | 1 | 0 | 0 | 1 | 2015-05-01 | Heavy rail passenger car (HR) | NULL
51601 | All | Heavy Rail Passenger Car | Vehicles | Revenue Vehicles | Heavy Rail | Heavy Rail | Vehicles | 3000000 | 2007 | TEAM Database | 27 | 27 | TERM Lite v2.2 | 51601 | 1 | NULL | Vehicles | 0 | 0 | 0 | 1 | 0 | 0 | 1 | 2015-05-01 | Heavy rail passenger car (HR) | NULL
51900 | All | Motorbus | Vehicles | Revenue Vehicles | Bus | - | Vehicles | 438559.2441 | 2004 | TEAM Database | 14 | 14 | TERM Lite v2.2 | 51900 | 1 | NULL | Vehicles | 0 | 0 | 0 | 1 | 0 | 0 | 1 | 2015-05-01 | Bus (BU) | NULL
51901 | All | Articulated Bus (60 ft) | Vehicles | Revenue Vehicles | Bus | Articulated Bus (60 ft) | Vehicles | 811137 | 2008 | TEAM Database | 14 | 14 | TERM Lite v2.2 | 51901 | 1 | NULL | Vehicles | 0 | 0 | 0 | 1 | 0 | 0 | 1 | 2015-05-01 | Articulated Bus (AB) | NULL
51902 | All | BRT Vehicle | Vehicles | Revenue Vehicles | Bus | BRT Vehicle | Vehicles | 1000000 | 2012 | Place Holder | 14 | 14 | TERM Lite v2.2 | 51902 | 1 | NULL | Vehicles | 0 | 0 | 0 | 1 | 0 | 0 | 1 | 2015-05-01 | Bus rapid transit (BRT) | NULL
51903 | All | Bus (40 ft) | Vehicles | Revenue Vehicles | Bus | Bus (40 ft) | Vehicles | 438559.2441 | 2008 | TEAM Database | 14 | 14 | TERM Lite v2.2 | 51903 | 1 | NULL | Vehicles | 0 | 0 | 0 | 1 | 0 | 0 | 1 | 2015-05-01 | Bus (BU) | NULL
51904 | All | Bus (35 ft) | Vehicles | Revenue Vehicles | Bus | Bus (35 ft) | Vehicles | 338665.1468 | 2008 | TEAM Database | 12 | 12 | TERM Lite v2.2 | 51904 | 1 | NULL | Vehicles | 0 | 0 | 0 | 1 | 0 | 0 | 1 | 2015-05-01 | Bus (BU) | NULL
51905 | All | Bus (30 ft) | Vehicles | Revenue Vehicles | Bus | Bus (30 ft) | Vehicles | 261893.78 | 2004 | TEAM Database | 9 | 9 | TERM Lite v2.2 | 51905 | 1 | NULL | Vehicles | 0 | 0 | 0 | 1 | 0 | 0 | 1 | 2015-05-01 | Bus (BU) | NULL
51906 | All | Bus (<30 ft) | Vehicles | Revenue Vehicles | Bus | Bus (<30 ft) | Vehicles | 87451 | 2008 | TEAM Database | 7 | 7 | TERM Lite v2.2 | 51906 | 1 | NULL | Vehicles | 0 | 0 | 0 | 1 | 0 | 0 | 1 | 2015-05-01 | Bus (BU) | NULL
51907 | All | Double Decker Bus | Vehicles | Revenue Vehicles | Bus | Double Decker Bus | Vehicles | 676521 | 2008 | TEAM Database | 12 | 12 | TERM Lite v2.2 | 51907 | 1 | NULL | Vehicles | 0 | 0 | 0 | 1 | 0 | 0 | 1 | 2015-05-01 | Double Decked Bus (DB) | NULL
51908 | All | School Bus | Vehicles | Revenue Vehicles | Bus | School Bus | Vehicles | 46154.19 | 2004 | TEAM Database | 12 | 12 | TERM Lite v2.2 | 51908 | 1 | NULL | Vehicles | 0 | 0 | 0 | 1 | 0 | 0 | 1 | 2015-05-01 | NULL | NULL
51911 | All | Motorbus - Other | Vehicles | Revenue Vehicles | Bus | Motorbus - Other | Vehicles | 344800.36 | 2004 | TEAM Database | 14 | 14 | TERM Lite v2.2 | 51911 | 1 | NULL | Vehicles | 0 | 0 | 0 | 1 | 0 | 0 | 1 | 2015-05-01 | Bus (BU) | NULL
51912 | All | Over-the-Road Coach | Vehicles | Revenue Vehicles | Bus | Over-the-Road Coach | Vehicles | 466839 | 2009 | APTA | 14 | 14 | TERM Lite v2.2 | 51912 | 1 | NULL | Vehicles | 0 | 0 | 0 | 1 | 0 | 0 | 1 | 2015-05-01 | Over the Road Bus (BR) | NULL
51921 | All | Articulated Bus (60 ft) - Diesel | Vehicles | Revenue Vehicles | Bus | Articulated Bus (60 ft) - Diesel | Vehicles | 811137 | 2008 | TEAM Database | 14 | 14 | TERM Lite v2.2 | 51901 | 0 | Although this code is active, MTC recommends using Asset Type Code 51906 instead for buses matching the Articulated Bus (60 ft) description. Please use FuelType to indicate type of fuel used, not the asset type | Vehicles | 0 | 0 | 0 | 1 | 0 | 0 | 1 | 2015-05-01 | Articulated Bus (AB) | NULL
51922 | All | BRT Vehicle - Diesel | Vehicles | Revenue Vehicles | Bus | BRT Vehicle - Diesel | Vehicles | 1000000 | 2012 | Place Holder | 14 | 14 | TERM Lite v2.2 | 51902 | 0 | Although this code is active, MTC recommends using Asset Type Code 51906 instead for buses matching the BRT Vehicle description. Please use FuelType to indicate type of fuel used, not the asset type | Vehicles | 0 | 0 | 0 | 1 | 0 | 0 | 1 | 2015-05-01 | Bus rapid transit (BRT) | NULL
51923 | All | Bus (40 ft) - Diesel | Vehicles | Revenue Vehicles | Bus | Bus (40 ft) - Diesel | Vehicles | 438559.2441 | 2008 | TEAM Database | 14 | 14 | TERM Lite v2.2 | 51903 | 0 | Although this code is active, MTC recommends using Asset Type Code 51906 instead for buses matching the Bus (40 ft) description. Please use FuelType to indicate type of fuel used, not the asset type | Vehicles | 0 | 0 | 0 | 1 | 0 | 0 | 1 | 2015-05-01 | Bus (BU) | NULL
51924 | All | Bus (35 ft) - Diesel | Vehicles | Revenue Vehicles | Bus | Bus (35 ft) - Diesel | Vehicles | 338665.1468 | 2008 | TEAM Database | 12 | 12 | TERM Lite v2.2 | 51904 | 0 | Although this code is active, MTC recommends using Asset Type Code 51906 instead for buses matching the Bus (35 ft) description. Please use FuelType to indicate type of fuel used, not the asset type | Vehicles | 0 | 0 | 0 | 1 | 0 | 0 | 1 | 2015-05-01 | Bus (BU) | NULL
51925 | All | Bus (30 ft) - Diesel | Vehicles | Revenue Vehicles | Bus | Bus (30 ft) - Diesel | Vehicles | 261893.78 | 2004 | TEAM Database | 9 | 9 | TERM Lite v2.2 | 51905 | 0 | Although this code is active, MTC recommends using Asset Type Code 51906 instead for buses matching the Bus (30 ft) description. Please use FuelType to indicate type of fuel used, not the asset type | Vehicles | 0 | 0 | 0 | 1 | 0 | 0 | 1 | 2015-05-01 | Bus (BU) | NULL
51926 | All | Bus (<30 ft) - Diesel | Vehicles | Revenue Vehicles | Bus | Bus (<30 ft) - Diesel | Vehicles | 87451 | 2008 | TEAM Database | 7 | 7 | TERM Lite v2.2 | 51906 | 0 | Although this code is active, MTC recommends using Asset Type Code 51906 instead for buses matching the Bus (<30 ft) description. Please use FuelType to indicate type of fuel used, not the asset type | Vehicles | 0 | 0 | 0 | 1 | 0 | 0 | 1 | 2015-05-01 | Bus (BU) | NULL
51931 | All | Articulated Bus (60 ft) - Hybrid | Vehicles | Revenue Vehicles | Bus | Articulated Bus (60 ft) - Hybrid | Vehicles | 811137 | 2008 | TEAM Database | 14 | 14 | TERM Lite v2.2 | 51901 | 0 | Although this code is active, MTC recommends using Asset Type Code 51906 instead for buses matching the Articulated Bus (60 ft) description. Please use FuelType to indicate type of fuel used, not the asset type | Vehicles | 0 | 0 | 0 | 1 | 0 | 0 | 1 | 2015-05-01 | Articulated Bus (AB) | NULL
51932 | All | BRT Vehicle - Hybrid | Vehicles | Revenue Vehicles | Bus | BRT Vehicle - Hybrid | Vehicles | 1000000 | 2012 | Place Holder | 14 | 14 | TERM Lite v2.2 | 51902 | 0 | Although this code is active, MTC recommends using Asset Type Code 51906 instead for buses matching the BRT Vehicle description. Please use FuelType to indicate type of fuel used, not the asset type | Vehicles | 0 | 0 | 0 | 1 | 0 | 0 | 1 | 2015-05-01 | Bus rapid transit (BRT) | NULL
51933 | All | Bus (40 ft) - Hybrid | Vehicles | Revenue Vehicles | Bus | Bus (40 ft) - Hybrid | Vehicles | 438559.2441 | 2008 | TEAM Database | 14 | 14 | TERM Lite v2.2 | 51903 | 0 | Although this code is active, MTC recommends using Asset Type Code 51906 instead for buses matching the Bus (40 ft) description. Please use FuelType to indicate type of fuel used, not the asset type | Vehicles | 0 | 0 | 0 | 1 | 0 | 0 | 1 | 2015-05-01 | Bus (BU) | NULL
51934 | All | Bus (35 ft) - Hybrid | Vehicles | Revenue Vehicles | Bus | Bus (35 ft) - Hybrid | Vehicles | 338665.1468 | 2008 | TEAM Database | 12 | 12 | TERM Lite v2.2 | 51904 | 0 | Although this code is active, MTC recommends using Asset Type Code 51906 instead for buses matching the Bus (35 ft) description. Please use FuelType to indicate type of fuel used, not the asset type | Vehicles | 0 | 0 | 0 | 1 | 0 | 0 | 1 | 2015-05-01 | Bus (BU) | NULL
51935 | All | Bus (30 ft) - Hybrid | Vehicles | Revenue Vehicles | Bus | Bus (30 ft) - Hybrid | Vehicles | 261893.78 | 2004 | TEAM Database | 9 | 9 | TERM Lite v2.2 | 51905 | 0 | Although this code is active, MTC recommends using Asset Type Code 51906 instead for buses matching the Bus (30 ft) description. Please use FuelType to indicate type of fuel used, not the asset type | Vehicles | 0 | 0 | 0 | 1 | 0 | 0 | 1 | 2015-05-01 | Bus (BU) | NULL
51936 | All | Bus (<30 ft) - Hybrid | Vehicles | Revenue Vehicles | Bus | Bus (<30 ft) - Hybrid | Vehicles | 87451 | 2008 | TEAM Database | 7 | 7 | TERM Lite v2.2 | 51906 | 0 | Although this code is active, MTC recommends using Asset Type Code 51906 instead for buses matching the Bus (<30 ft) description. Please use FuelType to indicate type of fuel used, not the asset type | Vehicles | 0 | 0 | 0 | 1 | 0 | 0 | 1 | 2015-05-01 | Bus (BU) | NULL
51941 | All | Articulated Bus (60 ft) - CNG | Vehicles | Revenue Vehicles | Bus | Articulated Bus (60 ft) - CNG | Vehicles | 811137 | 2008 | TEAM Database | 14 | 14 | TERM Lite v2.2 | 51901 | 0 | Although this code is active, MTC recommends using Asset Type Code 51906 instead for buses matching the Articulated Bus (60 ft) description. Please use FuelType to indicate type of fuel used, not the asset type | Vehicles | 0 | 0 | 0 | 1 | 0 | 0 | 1 | 2015-05-01 | Articulated Bus (AB) | NULL
51942 | All | BRT Vehicle - CNG | Vehicles | Revenue Vehicles | Bus | BRT Vehicle - CNG | Vehicles | 1000000 | 2012 | Place Holder | 14 | 14 | TERM Lite v2.2 | 51902 | 0 | Although this code is active, MTC recommends using Asset Type Code 51906 instead for buses matching the BRT Vehicle description. Please use FuelType to indicate type of fuel used, not the asset type | Vehicles | 0 | 0 | 0 | 1 | 0 | 0 | 1 | 2015-05-01 | Bus rapid transit (BRT) | NULL
51943 | All | Bus (40 ft) - CNG | Vehicles | Revenue Vehicles | Bus | Bus (40 ft) - CNG | Vehicles | 438559.2441 | 2008 | TEAM Database | 14 | 14 | TERM Lite v2.2 | 51903 | 0 | Although this code is active, MTC recommends using Asset Type Code 51906 instead for buses matching the Bus (40 ft) description. Please use FuelType to indicate type of fuel used, not the asset type | Vehicles | 0 | 0 | 0 | 1 | 0 | 0 | 1 | 2015-05-01 | Bus (BU) | NULL
51944 | All | Bus (35 ft) - CNG | Vehicles | Revenue Vehicles | Bus | Bus (35 ft) - CNG | Vehicles | 338665.1468 | 2008 | TEAM Database | 12 | 12 | TERM Lite v2.2 | 51904 | 0 | Although this code is active, MTC recommends using Asset Type Code 51906 instead for buses matching the Bus (35 ft) description. Please use FuelType to indicate type of fuel used, not the asset type | Vehicles | 0 | 0 | 0 | 1 | 0 | 0 | 1 | 2015-05-01 | Bus (BU) | NULL
51945 | All | Bus (30 ft) - CNG | Vehicles | Revenue Vehicles | Bus | Bus (30 ft) - CNG | Vehicles | 261893.78 | 2004 | TEAM Database | 9 | 9 | TERM Lite v2.2 | 51905 | 0 | Although this code is active, MTC recommends using Asset Type Code 51906 instead for buses matching the Bus (30 ft) description. Please use FuelType to indicate type of fuel used, not the asset type | Vehicles | 0 | 0 | 0 | 1 | 0 | 0 | 1 | 2015-05-01 | Bus (BU) | NULL
51946 | All | Bus (<30 ft) - CNG | Vehicles | Revenue Vehicles | Bus | Bus (<30 ft) - CNG | Vehicles | 87451 | 2008 | TEAM Database | 7 | 7 | TERM Lite v2.2 | 51906 | 0 | Although this code is active, MTC recommends using Asset Type Code 51906 instead for buses matching the Bus (<30 ft) description. Please use FuelType to indicate type of fuel used, not the asset type | Vehicles | 0 | 0 | 0 | 1 | 0 | 0 | 1 | 2015-05-01 | Bus (BU) | NULL
52000 | All | Unspecified Light Rail Revenue Vehicle | Vehicles | Revenue Vehicles | Light Rail | - | Vehicles | 4053788.5521 | 2008 | TEAM Database | 27 | 27 | TERM Lite v2.2 | 52000 | 1 | NULL | Vehicles | 0 | 0 | 0 | 1 | 0 | 0 | 1 | 2015-05-01 | Light rail vehicle (LR) | NULL
52001 | All | Light Rail Vehicle (LRV) | Vehicles | Revenue Vehicles | Light Rail | LRV | Vehicles | 4053788.5521 | 2008 | TEAM Database | 27 | 27 | TERM Lite v2.2 | 52001 | 1 | NULL | Vehicles | 0 | 0 | 0 | 1 | 0 | 0 | 1 | 2015-05-01 | Light rail vehicle (LR) | NULL
52002 | All | Street Car | Vehicles | Revenue Vehicles | Light Rail | Street Car | Vehicles | 4053788.5521 | 2008 | TEAM Database | 27 | 27 | TERM Lite v2.2 | 52002 | 1 | NULL | Vehicles | 0 | 0 | 0 | 1 | 0 | 0 | 1 | 2015-05-01 | Vintage Trolley (VT) | NULL
52003 | All | Historic Street Car | Vehicles | Revenue Vehicles | Light Rail | Historic Street Car | Vehicles | 4053788.5521 | 2008 | TEAM Database | 27 | 27 | TERM Lite v2.2 | 52003 | 1 | NULL | Vehicles | 0 | 0 | 0 | 1 | 0 | 0 | 1 | 2015-05-01 | Vintage Trolley (VT) | NULL
52100 | All | Trolleybus | Vehicles | Revenue Vehicles | Trolleybus | - | Vehicles | 862599 | 2004 | TEAM Database | 14 | 14 | TERM Lite v2.2 | 52101 | 0 | Please use 52101 instead. | Vehicles | 0 | 0 | 0 | 1 | 0 | 0 | 1 | 2015-05-01 | Trolley Bus (TB) | NULL
52101 | All | Trolleybus | Vehicles | Revenue Vehicles | Trolleybus | Trolleybus | Vehicles | 862599 | 2004 | TEAM Database | 14 | 14 | TERM Lite v2.2 | 52101 | 1 | NULL | Vehicles | 0 | 0 | 0 | 1 | 0 | 0 | 1 | 2015-05-01 | Trolley Bus (TB) | NULL
52102 | All | Trolleybus - 40ft | Vehicles | Revenue Vehicles | Trolleybus | Trolleybus - 40ft | Vehicles | 1 | 2015 | TEMP UNITCOST DATA | 100 | 100 | MTC 2015 | 52102 | 1 | Added in RTCI 2015 Update 2015-07-10 | Vehicles | 0 | 0 | 0 | 1 | 0 | 0 | 1 | 2015-07-10 | Trolley Bus (TB) | NULL
52103 | All | Trolleybus - 60ft Articulated | Vehicles | Revenue Vehicles | Trolleybus | Trolleybus - 60ft Articulated | Vehicles | 1 | 2015 | TEMP UNITCOST DATA | 100 | 100 | MTC 2015 | 52103 | 1 | Added in RTCI 2015 Update 2015-07-10 | Vehicles | 0 | 0 | 0 | 1 | 0 | 0 | 1 | 2015-07-10 | Trolley Bus (TB) | NULL
52301 | All | Automobile | Vehicles | Revenue Vehicles | Vans, Cutaways and Autos | Automobile | Vehicles | 26480.9 | 2004 | TEAM Database | 6 | 6 | TERM Lite v2.2 | 52301 | 1 | NULL | Vehicles | 0 | 0 | 0 | 1 | 0 | 0 | 1 | 2015-05-01 | NULL | NULL
52521 | All | Heavy-Duty Van | Vehicles | Revenue Vehicles | Vans, Cutaways and Autos | Heavy-Duty Van | Vehicles | 97468.3254 | 2009 | IDOT | 6 | 6 | TERM Lite v2.2 | 52521 | 1 | NULL | Vehicles | 0 | 0 | 0 | 1 | 0 | 0 | 1 | 2015-05-01 | Van (VN) | NULL
52522 | All | Super Medium-Duty Van | Vehicles | Revenue Vehicles | Vans, Cutaways and Autos | Super Medium-Duty Van | Vehicles | 94000 | 2009 | IDOT | 6 | 6 | TERM Lite v2.2 | 52522 | 1 | NULL | Vehicles | 0 | 0 | 0 | 1 | 0 | 0 | 1 | 2015-05-01 | Van (VN) | NULL
52523 | All | Medium-Duty Van | Vehicles | Revenue Vehicles | Vans, Cutaways and Autos | Medium-Duty Van | Vehicles | 59000 | 2009 | IDOT | 6 | 6 | TERM Lite v2.2 | 52523 | 1 | NULL | Vehicles | 0 | 0 | 0 | 1 | 0 | 0 | 1 | 2015-05-01 | Van (VN) | NULL
52524 | All | Light-Duty Van | Vehicles | Revenue Vehicles | Vans, Cutaways and Autos | Light-Duty Van | Vehicles | 52000 | 2009 | IDOT | 6 | 6 | TERM Lite v2.2 | 52524 | 1 | NULL | Vehicles | 0 | 0 | 0 | 1 | 0 | 0 | 1 | 2015-05-01 | Van (VN) | NULL
52525 | All | Mini-Van | Vehicles | Revenue Vehicles | Vans, Cutaways and Autos | Mini-Van | Vehicles | 36000 | 2009 | IDOT | 6 | 6 | TERM Lite v2.2 | 52525 | 1 | NULL | Vehicles | 0 | 0 | 0 | 1 | 0 | 0 | 1 | 2015-05-01 | Van (VN) | NULL
52526 | All | Raised Roof Van | Vehicles | Revenue Vehicles | Vans, Cutaways and Autos | Raised Roof Van | Vehicles | 46842 | 2006 | IDOT | 6 | 6 | TERM Lite v2.2 | 52526 | 1 | NULL | Vehicles | 0 | 0 | 0 | 1 | 0 | 0 | 1 | 2015-05-01 | Van (VN) | NULL
52527 | All | SUV | Vehicles | Revenue Vehicles | Vans, Cutaways and Autos | SUV | Vehicles | 46842 | 2006 | IDOT | 6 | 6 | TERM Lite v2.2 | 52527 | 1 | NULL | Vehicles | 0 | 0 | 0 | 1 | 0 | 0 | 1 | 2015-05-01 | Sport utility vehicle (SV) | NULL
53000 | All | Unspecified Non-Revenue Vehicle | Vehicles | Non-Revenue Vehicles | - | - | Vehicles | 25937 | 2001 | TEAM Database | 6 | 6 | TERM Lite v2.2 | 53000 | 1 | NULL | Vehicles | 1 | 0 | 0 | 1 | 0 | 0 | 1 | 2015-05-01 | NULL | NULL
53001 | All | Non-Revenue Vehicle: Car | Vehicles | Non-Revenue Vehicles | Automobiles/Trucks | Car | Vehicles | 25937 | 2001 | TEAM Database | 6 | 6 | TERM Lite v2.2 | 53001 | 1 | NULL | Vehicles | 0 | 0 | 0 | 1 | 0 | 0 | 1 | 2015-05-01 | NULL | NULL
53002 | All | Non-Revenue Vehicle: Truck (inc. Heavy, Light, & Vans) | Vehicles | Non-Revenue Vehicles | Automobiles/Trucks | Truck/Van | Vehicles | 25937 | 2001 | TEAM Database | 6 | 6 | TERM Lite v2.2 | 53002 | 1 | NULL | Vehicles | 0 | 0 | 0 | 1 | 0 | 0 | 1 | 2015-05-01 | NULL | NULL
53003 | All | Non-Revenue Vehicle: Special | Vehicles | Non-Revenue Vehicles | Automobiles/Trucks | Special | Vehicles | 44245 | 2001 | TEAM Database | 15 | 15 | TERM Lite v2.2 | 53003 | 1 | NULL | Vehicles | 0 | 0 | 0 | 1 | 0 | 0 | 1 | 2015-05-01 | NULL | NULL
53004 | All | Non-Revenue Locomotive, Switch (Obsolete! Use code 53101) | Vehicles | Non-Revenue Vehicles | Locomotive, Switch | Locomotive, Switch Obsolete! | Vehicles | 2744874 | 1997 | TEAM Database | 40 | 40 | TERM Lite v2.2 | 53101 | 0 | This asset type has been retired. Please use 53101 instead. | Vehicles | 0 | 0 | 0 | 1 | 0 | 0 | 1 | 2015-05-01 | NULL | NULL
53005 | All | Non-Revenue Vehicle: Special: Garbage Truck | Vehicles | Non-Revenue Vehicles | Automobiles/Trucks | Garbage | Vehicles | 94030 | 2010 | RTCI 2011 | 12 | 12 | RTCI 2011 | 53005 | 1 | NULL | Vehicles | 0 | 0 | 0 | 1 | 0 | 0 | 1 | 2015-05-01 | NULL | NULL
53006 | All | Truck, Revenue Collection | Vehicles | Non-Revenue Vehicles | Automobiles/Trucks | Armored Revenue Collection | Vehicles | 75000 | 2015 | CH2M Hill | 12 | 10 | CH2M Hill | 53006 | 1 | Added in RTCI 2015 Update 2015-06-04 | Vehicles | 0 | 0 | 0 | 1 | 0 | 0 | 1 | 2015-05-18 | NULL | NULL
53007 | All | Truck, Heavy, Sweeper | Vehicles | Non-Revenue Vehicles | Automobiles/Trucks | Sweeper Heavy Truck | Vehicles | 80000 | 2011 | CH2M Hill | 12 | 10 | CH2M Hill | 53007 | 1 | Added in RTCI 2015 Update 2015-06-04 | Vehicles | 0 | 0 | 0 | 1 | 0 | 0 | 1 | 2015-05-18 | NULL | NULL
53008 | All | Truck, Heavy, Vacuum | Vehicles | Non-Revenue Vehicles | Automobiles/Trucks | Vacuum Heavy Truck | Vehicles | 300000 | 2015 | CH2M Hill | 12 | 10 | CH2M Hill | 53008 | 1 | Added in RTCI 2015 Update 2015-06-04 | Vehicles | 0 | 0 | 0 | 1 | 0 | 0 | 1 | 2015-05-18 | NULL | NULL
53009 | All | Truck, Heavy, Mobile Maintenance Vehicle | Vehicles | Non-Revenue Vehicles | Automobiles/Trucks | Mobile Maintenance Truck | Vehicles | 125000 | 2015 | CH2M Hill | 12 | 10 | CH2M Hill | 53009 | 1 | Added in RTCI 2015 Update 2015-06-04 | Vehicles | 0 | 0 | 0 | 0 | 0 | 0 | 1 | 2015-06-08 | NULL | NULL
53100 | All | Unspecified Non-Revenue Rail Related | Vehicles | Non-Revenue Vehicles | Rail Vehicle | - | Vehicles | 2744874 | 1997 | RTCI 2011 | 40 | 40 | RTCI 2011 | 53100 | 1 | NULL | Vehicles | 0 | 0 | 0 | 1 | 0 | 0 | 1 | 2015-05-01 | NULL | NULL
53101 | All | Non-Revenue Rail Vehicle: Locomotive Switch | Vehicles | Non-Revenue Vehicles | Rail Vehicle | Locomotive, Switch | Vehicles | 2744874 | 1997 | TEAM Database | 40 | 40 | TERM Lite v2.2 | 53101 | 1 | NULL | Vehicles | 0 | 0 | 0 | 1 | 0 | 0 | 1 | 2015-05-01 | NULL | NULL
53102 | All | Non-Revenue Rail Vehicle: Special: Rail Car Mover | Vehicles | Non-Revenue Vehicles | Rail Vehicle | Rail Car Mover | Vehicles | 512465 | 2011 | RTCI 2011 | 12 | 12 | RTCI 2011 | 53102 | 1 | NULL | Vehicles | 0 | 0 | 0 | 1 | 0 | 0 | 1 | 2015-05-01 | NULL | NULL
53103 | All | Non-Revenue Rail Vehicle: Special: Rail Bucket Truck, Hi-Rail | Vehicles | Non-Revenue Vehicles | Rail Vehicle | Rail Bucket Truck Hi-rail | Vehicles | 135168 | 2011 | RTCI 2011 | 12 | 12 | RTCI 2011 | 53103 | 1 | NULL | Vehicles | 0 | 0 | 0 | 1 | 0 | 0 | 1 | 2015-05-01 | NULL | NULL
53104 | All | Rail Vehicle, Flat Car | Vehicles | Non-Revenue Vehicles | Rail Vehicle | Flat Car | Vehicles | 150000 | 2015 | CH2M Hill | 30 | 25 | CH2M Hill | 53104 | 1 | Added in RTCI 2015 Update 2015-06-04 | Vehicles | 0 | 0 | 0 | 1 | 0 | 0 | 1 | 2015-05-18 | NULL | NULL
53105 | All | Rail Vehicle, Powered Flat Car | Vehicles | Non-Revenue Vehicles | Rail Vehicle | Powered Flat Car | Vehicles | 500000 | 2015 | CH2M Hill | 25 | 20 | CH2M Hill | 53105 | 1 | Added in RTCI 2015 Update 2015-06-04 | Vehicles | 0 | 0 | 0 | 1 | 0 | 0 | 1 | 2015-05-18 | NULL | NULL
53111 | All | Non-Revenue Rail Vehicle: Special Track Maintenance: Geometry Car | Vehicles | Non-Revenue Vehicles | Track Maintenance | Geometry Car | Vehicles | 1175378 | 2011 | RTCI 2011 | 10 | 10 | RTCI 2011 | 53111 | 1 | NULL | Vehicles | 0 | 0 | 0 | 1 | 0 | 0 | 1 | 2015-05-01 | NULL | NULL
53112 | All | Non-Revenue Rail Vehicle: Special Track Maintenance: Rail Grinder | Vehicles | Non-Revenue Vehicles | Track Maintenance | Rail Grinder | Vehicles | 2938445 | 2011 | RTCI 2011 | 12 | 12 | RTCI 2011 | 53112 | 1 | NULL | Vehicles | 0 | 0 | 0 | 1 | 0 | 0 | 1 | 2015-05-01 | NULL | NULL
53113 | All | Non-Revenue Rail Vehicle: Special Track Maintenance: Ballast Tamper | Vehicles | Non-Revenue Vehicles | Track Maintenance | Ballast Tamper | Vehicles | 1763067 | 2011 | RTCI 2011 | 20 | 20 | RTCI 2011 | 53113 | 1 | NULL | Vehicles | 0 | 0 | 0 | 1 | 0 | 0 | 1 | 2015-05-01 | NULL | NULL
53114 | All | Rail Vehicle, Ballast Hopper Car | Vehicles | Non-Revenue Vehicles | Track Maintenance | Ballast Hopper Car | Vehicles | 300000 | 2015 | CH2M Hill | 30 | 25 | CH2M Hill | 53114 | 1 | Added in RTCI 2015 Update 2015-06-04 | Vehicles | 0 | 0 | 0 | 1 | 0 | 0 | 1 | 2015-05-18 | NULL | NULL
53115 | All | Rail Vehicle, Ballast Regulator | Vehicles | Non-Revenue Vehicles | Track Maintenance | Ballast Regulator | Vehicles | 500000 | 2015 | CH2M Hill | 20 | 15 | CH2M Hill | 53115 | 1 | Added in RTCI 2015 Update 2015-06-04 | Vehicles | 0 | 0 | 0 | 1 | 0 | 0 | 1 | 2015-05-18 | NULL | NULL
53116 | All | Track Maintenance, Multi-Purpose, Swing Crane | Vehicles | Non-Revenue Vehicles | Track Maintenance | Multi-Purpose Swing Crane | Vehicles | 200000 | 2015 | CH2M Hill | 20 | 15 | CH2M Hill | 53116 | 1 | Added in RTCI 2015 Update 2015-06-04 | Vehicles | 0 | 0 | 0 | 1 | 0 | 0 | 1 | 2015-05-18 | NULL | NULL
53117 | All | Rail Vehicle, Spot Tamper | Vehicles | Non-Revenue Vehicles | Track Maintenance | Spot Tamper | Vehicles | 500000 | 2015 | CH2M Hill | 20 | 15 | CH2M Hill | 53117 | 1 | Added in RTCI 2015 Update 2015-06-04 | Vehicles | 0 | 0 | 0 | 1 | 0 | 0 | 1 | 2015-05-18 | NULL | NULL
53118 | All | Rail Vehicle, Stabilizer | Vehicles | Non-Revenue Vehicles | Track Maintenance | Stabilizer | Vehicles | 500000 | 2015 | CH2M Hill | 20 | 15 | CH2M Hill | 53118 | 1 | Added in RTCI 2015 Update 2015-06-04 | Vehicles | 0 | 0 | 0 | 1 | 0 | 0 | 1 | 2015-05-18 | NULL | NULL
53200 | All | Unspecified Non-Revenue Boat | Vehicles | Non-Revenue Vehicles | Boat | - | Vehicles | 88153 | 2011 | RTCI 2011 | 25 | 25 | RTCI 2011 | 53200 | 1 | NULL | Vehicles | 0 | 0 | 0 | 1 | 0 | 0 | 1 | 2015-05-01 | NULL | NULL
53211 | All | Non-Revenue Boat: Small Maintenance Boat | Vehicles | Non-Revenue Vehicles | Maintenance Boat | Small Maintenance Boat | Vehicles | 41138 | 2011 | RTCI 2011 | 25 | 25 | RTCI 2011 | 53211 | 1 | NULL | Vehicles | 0 | 0 | 0 | 1 | 0 | 0 | 1 | 2015-05-01 | NULL | NULL
53212 | All | Non-Revenue Boat: Medium Maintenance Boat | Vehicles | Non-Revenue Vehicles | Maintenance Boat | Medium Maintenance Boat | Vehicles | 88153 | 2011 | RTCI 2011 | 25 | 25 | RTCI 2011 | 53212 | 1 | NULL | Vehicles | 0 | 0 | 0 | 1 | 0 | 0 | 1 | 2015-05-01 | NULL | NULL
53300 | All | Truck, Heavy, Hi-Rail, Unspecified Specialized | Vehicles | Non-Revenue Vehicles | Specialized Hi-Rail | - | Vehicles | 50000 | 2015 | CH2M Hill | 12 | 10 | CH2M Hill | 53300 | 1 | Added in RTCI 2015 Update 2015-06-04 | Vehicles | 0 | 0 | 0 | 1 | 0 | 0 | 1 | 2015-05-18 | NULL | NULL
53301 | All | Truck, Heavy, Hi-Rail, Dump | Vehicles | Non-Revenue Vehicles | Specialized Hi-Rail | Dump Hi-Rail | Vehicles | 75000 | 2015 | CH2M Hill | 12 | 10 | CH2M Hill | 53301 | 1 | Added in RTCI 2015 Update 2015-06-04 | Vehicles | 0 | 0 | 0 | 1 | 0 | 0 | 1 | 2015-05-18 | NULL | NULL
53302 | All | Truck, Heavy, Hi-Rail, Flatbed | Vehicles | Non-Revenue Vehicles | Specialized Hi-Rail | Flatbed Hi-Rail | Vehicles | 75000 | 2015 | CH2M Hill | 12 | 10 | CH2M Hill | 53302 | 1 | Added in RTCI 2015 Update 2015-06-04 | Vehicles | 0 | 0 | 0 | 1 | 0 | 0 | 1 | 2015-05-18 | NULL | NULL
53303 | All | Truck, Heavy, Hi-Rail, Herbicide/Spray | Vehicles | Non-Revenue Vehicles | Specialized Hi-Rail | Herbicide/Sprayer Hi-Rail | Vehicles | 75000 | 2015 | CH2M Hill | 12 | 10 | CH2M Hill | 53303 | 1 | Added in RTCI 2015 Update 2015-06-04 | Vehicles | 0 | 0 | 0 | 1 | 0 | 0 | 1 | 2015-05-18 | NULL | NULL
53304 | All | Truck, Heavy, Hi-Rail, Re-railer/Crane | Vehicles | Non-Revenue Vehicles | Specialized Hi-Rail | Re-railer/Crane Hi-Rail | Vehicles | 300000 | 2015 | CH2M Hill | 12 | 10 | CH2M Hill | 53304 | 1 | Added in RTCI 2015 Update 2015-06-04 | Vehicles | 0 | 0 | 0 | 1 | 0 | 0 | 1 | 2015-05-18 | NULL | NULL
53305 | All | Truck, Heavy, Hi-Rail, Scissor Lift | Vehicles | Non-Revenue Vehicles | Specialized Hi-Rail | Scissor Lift Hi-rail | Vehicles | 200000 | 2015 | CH2M Hill | 12 | 10 | CH2M Hill | 53305 | 1 | Added in RTCI 2015 Update 2015-06-04 | Vehicles | 0 | 0 | 0 | 1 | 0 | 0 | 1 | 2015-05-18 | NULL | NULL
53306 | All | Truck, Heavy, Hi-Rail - Welder | Vehicles | Non-Revenue Vehicles | Specialized Hi-Rail | Welder Hi-Rail | Vehicles | 125000 | 2015 | CH2M Hill | 12 | 10 | CH2M Hill | 53306 | 1 | Added in RTCI 2015 Update 2015-06-04 | Vehicles | 0 | 0 | 0 | 1 | 0 | 0 | 1 | 2015-05-18 | NULL | NULL
53400 | All | Non-Revenue, Unspecified Vehicle Related Work Equipment | Vehicles | Non-Revenue Vehicles | Work Equipment Vehicle | - | Vehicles | 50000 | 2015 | CH2M Hill | 12 | 10 | CH2M Hill | 53400 | 1 | Added in RTCI 2015 Update 2015-06-04 | Vehicles | 0 | 0 | 0 | 0 | 0 | 0 | 0 | 2015-05-18 | NULL | NULL
53401 | All | Non-Revenue Vehicle, Forklift | Vehicles | Non-Revenue Vehicles | Work Equipment Vehicle | Forklift | Vehicles | 35000 | 2015 | CH2M Hill | 12 | 10 | CH2M Hill | 53401 | 1 | Added in RTCI 2015 Update 2015-06-04 | Vehicles | 0 | 0 | 0 | 0 | 0 | 0 | 0 | 2015-05-18 | NULL | NULL
53402 | All | Non-Revenue Vehicle, Heavy Equipment, Unspecified | Vehicles | Non-Revenue Vehicles | Work Equipment Vehicle | Miscellaneous (Backhoe, Front loader, etc.) | Vehicles | 40000 | 2015 | CH2M Hill | 12 | 10 | CH2M Hill | 53402 | 1 | Added in RTCI 2015 Update 2015-06-04 | Vehicles | 0 | 0 | 0 | 0 | 0 | 0 | 0 | 2015-05-18 | NULL | NULL
53403 | All | Non-Revenue Vehicle, Trailer | Vehicles | Non-Revenue Vehicles | Work Equipment Vehicle | Miscellaneous (Chipper, Generator, etc.) | Each | 10000 | 2015 | CH2M Hill | 12 | 10 | CH2M Hill | 53403 | 1 | Added in RTCI 2015 Update 2015-06-04 | Each | 0 | 0 | 0 | 0 | 0 | 0 | 0 | 2015-05-18 | NULL | NULL
53404 | All | Self-Propelled Mobile Manlift | Vehicles | Non-Revenue Vehicles | Work Equipment Vehicle | Self-Propelled Mobile Manlift | Each | 1 | 2015 | TEMP UNITCOST DATA | 100 | 100 | MTC 2015 | 53404 | 1 | Added in RTCI 2015 Update 2015-06-04 | Each | 0 | 0 | 0 | 0 | 0 | 0 | 0 | 2015-06-25 | NULL | NULL
53405 | All | Self-Propelled Mobile Scissor Lift | Vehicles | Non-Revenue Vehicles | Work Equipment Vehicle | Self-Propelled Mobile Scissor Lift | Each | 1 | 2015 | TEMP UNITCOST DATA | 100 | 100 | MTC 2015 | 53405 | 1 | Added in RTCI 2015 Update 2015-06-04 | Each | 0 | 0 | 0 | 0 | 0 | 0 | 0 | 2015-06-25 | NULL | NULL
53500 | All | Non-Revenue Vehicle, Unspecified Trailer | Vehicles | Non-Revenue Vehicles | Trailer | Unspecified Trailer | Each | 5000 | 2015 | CH2M Hill | 12 | 10 | CH2M Hill | 53500 | 1 | Added in RTCI 2015 Update 2015-06-04 | Each | 0 | 0 | 0 | 0 | 0 | 0 | 0 | 2015-05-18 | NULL | NULL
53501 | All | Non-Revenue Vehicle, Chipper Trailer | Vehicles | Non-Revenue Vehicles | Trailer | Chipper | Each | 10000 | 2015 | CH2M Hill | 12 | 10 | CH2M Hill | 53501 | 1 | Added in RTCI 2015 Update 2015-06-04 | Each | 0 | 0 | 0 | 0 | 0 | 0 | 0 | 2015-05-18 | NULL | NULL
53502 | All | Non-Revenue Vehicle, Generator Trailer | Vehicles | Non-Revenue Vehicles | Trailer | Generator | Each | 10000 | 2015 | CH2M Hill | 12 | 10 | CH2M Hill | 53502 | 1 | Added in RTCI 2015 Update 2015-06-04 | Each | 0 | 0 | 0 | 0 | 0 | 0 | 0 | 2015-05-18 | NULL | NULL
54000 | All | Vehicle Replacement Parts Related | Vehicles | Equipment/Parts | - | - | Lot | 0 | 1997 | TEAM Database | 20 | 20 | TERM Lite v2.2 | 54000 | 1 | NULL | Each | 1 | 0 | 0 | 0 | 0 | 0 | 0 | 2015-05-01 | NULL | NULL
99999 | ALL | PLACEHOLDER | PLACEHOLDER | PLACEHOLDER | PLACEHOLDER | PLACEHOLDER | EACH | 1 | 2015 | MTC | 999 | 999 | MTC | 99999 | 1 | This is a PLACEHOLDER and MUST be addressed! | Each | 1 | 0 | 0 | 0 | 0 | 0 | 0 | 2015-07-22 | NULL | NULL